## 96th to 102nd new updated list
GULBARGA ELECTRICITY SUPPLY COMPANY LIMITED
Approved Vendors in GESCOM as on 21-07-2018
VAC List 74th
Sl. No. | Name and Address of the firm | Approved Materials | Approval OM No. & Date
1 | M/s. Om Industries, Plot No.114, KIADB Industrial Area, Basavakalyana - 585327. Ph. No. +91 9482054919 / 9901971970. | 1) 2 Pin Horizontal, Spl Cross Arm. 2) 4 Pin Horizontal, Spl Cross Arm. 3) DP Set. 4) TC Set. 5) Poles Clamps. 6) Bolt Nuts HTLT Supports. 7) Guy Set Complete. 8) Spiral Electrode. 9) Anti-Climbing device. 10) Guarding. | 24243-53 Dtd:18.08.2017
2 | M/s.KEI Industries Ltd., SP-920, RIICO Industrial Area, Phase-III, Bhiwadi District Alwar Rajasthan-301109. Ph. No.+91 1493220106. | 1) 11kV, 3Cx95Sq.mm XLPE Cable. 2) 11kV, 3Cx240Sq.mm XLPE Cable. 3) 11kV, 3Cx120Sq.mm XLPE AB Cable. 4) 1.1kV, 3Cx95Sq.mm XLPE AB Cable. 5) 1.1kV, 3Cx185Sq.mm XLPE AB Cable. 6) 1.1kV, 2Cx2.5Sq.mm PVC Cable. 7) 1.1kV, 4Cx240Sq.mm PVC Cable. 8) 1.1kV, 19Cx2.5Sq.mm PVC Cable. 9) 1.1kV,4Cx6Sq.mm PVC Cable. 10) 1.1kV,4Cx2.5Sq.mm PVC Cable. | 36217-28 Dtd:24.10.2017
3 | M/s.Shri Balajee Pre-Stress Industries 79-80 Industries Area, KIADB Bijapur. | 1) 9Mtr PSC Poles 200Kg W/L. 2) 8Mtr PCC Poles 140Kg W/L. 3) 8Mtr RCC Poles 115Kg W/L. 4) 9MTr RCC Rect. Pole145Kg W/L. 5) 9.5Mtr RCC Poles 300Kg W/L. | 24232-42 Dtd:18.08.2017
4 | M/s. Patil Construction Company, Plot No.710 & GP No.715, Ward No.1, Hosalingapur, Post: Munirabad, Tq. & Dist. Koppal – 583 233. Ph. No.9845062861 / 08539 – 270279. | 1) 8Mtr RCC Pole. 2) 8Mtr PCC Pole. 3) 8Mtr PSC Pole. 4) 9Mtr RCC Pole. 5) 9Mtr PCC Pole. 6) 9Mtr PSC Pole. 7) 9.5Mtr Rect. RCC Pole | 24221-31 Dtd:18.08.2017
5 | M/s.Mahavir Transmission Limited, A-9, B-4, 11-13S, Industrial Estate, Vikas Nagar, Dehradun (Uttarakhand). Ph. No.+91 8447813338 / 011-23254175 / 23280242. | 1) ACSR Rabbit Conductor. 2) ACSR Weasel Conductor | 36818-23 Dtd:26.10.2017
6 | M/s. Prakash Metal Products, Subhas Nagar, Karwar Road, Old Hubli, Hubli - 580 024. Ph. No.+91 9448123024. | 1) 2 Pin Cross Arm. 2) 11kV Special 3 Pin Cross Arm. 3) 4 Pin Cross Arm. 4) 11kV Horizontal Cross Arm. 5) D.P. Structure with "H" Frame. 6) 63kVA TC Structure with "H" Frame. 7) 100kVA TC Structure with "H" Frame. 8) Anchor Rod. 9) Turn Buckle. 10) Pole Clamps. | 36241-53 Dtd:24.10.2017
11) Pole Clamps. 12) E.G. Stirrups. 13) Guy Sets. 14) Spiral Earth Electrodes. 15) 33kV D.P. Set. 16) 33kV Cross Arm. 17) 33kV Pole Clamps. 18) 33kV Guy Set.
19) ACSR Rabbit Conductor. 20) ACSR Weasel Conductor. 21) HT Metering Cubicle. 22) HT Metering Cubicle with LBS. 23) DTC Panel Box.
7 | M/s. Varun Concrete Products, Plot No.1-A KIADB Area, Hyderabad Road Yadgir-585201. Ph No: +91 9448040876. | 1) 8Mtr 140Kg PCC Pole. 2) 9Mtr. 200Kg PSC Poles. 3) 8Mtrs 115Kg RCC Poles. 4) 9Mtrs 145Kg RCC Poles. 5) 9.5Mtrs 300Kg RCC Poles. | 24210-20 Dtd:18.08.2017
8 | M/s.Mahadev Products Works, Survey NO.68/D, Moka Road, Sangankal Village- Bellary. Ph. No.9343093558. | 1)8Mtr RCC Poles. 2) 9Mtr RCC Poles. 3) 9.5Mtr RCC Poles 4) 8Mtr PSC Poles. 5) 9Mtr PSC Poles 6) 8Mtr PCC Poles. | 24199-09 Dtd:18.08.2017
9 | M/s. Karnataka Cement Works, P. B. No.74 - Gadag Road, Koppal-585 23. Ph. No. +91 9341064384. | 1) 8Mtr RCC Poles. 2) 9Mtr RCC Poles. 3) 9.5Mtr RCC Poles 4) 8Mtr PSC Poles. 5) 9Mtr PSC Poles 6) 8Mtr PCC Poles. | 24188-98 Dtd:18.08.2017
10 | M/s Ankita Enterprses Plot No. 24/1 Deosugur Industrial Area, Hyderabad Road, Shakti Nagar, Raichur. | 1)8Mtr RCC Poles. 2) 9Mtr RCC Poles. 3) 9.5Mtr RCC Poles 4) 8Mtr PSC Poles. 5) 9Mtr PSC Poles 6) 8Mtr PCC Poles. | 24177-87 Dtd:18.08.2017
11 | M/s.Manchukonda Prakasham, Industries India Pvt. Ltd., Gat No.426, 427, Kasegam NH211, Solapur – Tuljapur Road, (S) Solapur (Maharashtra). Address for Correspondence M/s. Manchukonda Prakasham Industries India Pvt. Ltd., Manchukonda House, 6-3-347/12/A/12/3, Dwarakapuri Colony, Punjagutta, Hyderabad – 500082, India. Ph. No. +91 7702266789. | 1) 8Mtr/140 KG PCC Poles. 2) 8Mtr/200 KG PSCC Poles. 3) 9Mtr/200KG PSCC Poles. 4) 9Mtr/145 KG RCC Poles (Rect). | 24166-76 Dtd:18.08.2017
12 | M/s. Sri. Vinayaka Electro, NH-13, Near Petrol Bunk, Munirabad Dam, Koppal - 583 231. Ph. No.+91 7899493760. | 1) 11kV Horizontal Cross Arms with HTST. 2) 4/2 Pin Cross Arms. 3) Pole Clamps. 4) Spiral Earth Electrode. 5) DP Set. 6) Double Pole TC Structure. 7) LT Wiring Kit. 8) Special Cross Arm. 9) LTHT Supports. 10) Guy Rods. 11) 33kV Horizontal/V-Shape Cross Arms with HTST. 12) 33kV DP Sets. 13) 33kV Guy Rods. 14) GI Pipes. | 24155-65 Dtd:18.08.2017
13 | M/s. Shree Hari Industries, Survey No.31/3 Halabarthi Village, Koppal Taluka. Ph. No. 91 9972812238. | 1) 9/8Mtrs PSC Poles 200Kgs. 2) 9/8Mts RCC Poles 145 & 115Kgs. 3) 8Mtrs PCC Poles 140Kg. | 24144-54 Dtd:18.08.2017
14 | M/s.Mata Industries, Plot No.102 Opp: IOCL Depo, Nanadur Kesartagi KIADB Industrial Area, Shahabad Road, Gulbarga-585209. Ph. No.+91 9945865077. | 1) 8Mtr RCC Poles. 2) 9Mtrs RCC Poles. 3) 9.5Mtrs RCC Poles. 4) 9Mtrs Sqaure RCC Poles. 5) 8Mtrs PCC Poles. 6) 8MTrs PSC Poles. 7) 9Mtrs PSC Poles. | 24133-43 Dtd 18.08.2017
15 | M/s.Ganga Cement Products, Plot No.93, IOCL Depo, Nanadur Kesartagi KIADB Industrial Area, Shahabad Road, Gulbarga-585209. Ph. No.+91 9945865077. | 1) 8Mtr RCC Poles. 2) 9Mtrs RCC Poles. 3) 9.5Mtrs RCC Poles. 4) 9Mtrs Sqaure RCC Poles. 5) 8Mtrs PCC Poles. 6) 8MTrs PSC Poles. 7) 9Mtrs PSC Poles. | 24122-32 Dtd:18.08.2017
16 | M/s. Sri Vanashri Industries, Post Address: # 2658/1-2, Rutvi Motors, 1st Floor, M.C.C. ‘B’ Blcok, Dental College Road, Davanagere-577004. Ph. No. +91 9008030905. | 1) 8Mtr RCC Pole. 2) 9Mtr RCC Pole 3) 8Mtr PSC Pole. 4) 9Mtr PSC Pole. 5) 8Mtr PCC Pole. | 2441-21 Dtd:18.08.2017
17 | M/s.A.H. Kusugal Momin Plot, Koul Peth HUBLI-580028. Ph. No.+91 9845553009 / 0836 2363386. E-Mail : ahkusugal@yahoo.com. | 1) 11KV DP Set. 2) Double Pole TC Set. 3) LT Cross Arms. 4) 3 Pin Cross Arms. 5) Guy Sets. 6) Horizontal Cross Arms. 7) Top Supports. 8) Spiral Earth Electrodes. 9) Pole Clamps. | 24101-10 Dtd:18.08.2017
10) 11 KV GI Pins. 11) EG Strips. 12) Bolt & Nuts. 13) Alluminium Clamps. 14) Earthing Pipes. 15) LT Wiring Kit. 16) DOLO Cut Outs. 17) 33 KV DP Sets. 18) 33KV GI Pins. 19) 33 KV Horizontal Cross Arms. 20) 33 KV V Shape Cross Arms. 21) 33KV Guy Sets. 22) 33KV Top Supports. 23) 11kV 200Amps Single Break GOS.
18 | M/s.Amar Engineering Works Bankapur Chowk, P B road Opp Diwan chacha Dargah HUBLI 580024 | 1) 11KV DP Set. 2) Double pole TC Set. 3) LT X Arms. 4) 3 Pin X Arms. 5) Guy Sets. 6) HorizontalX Arms. 7) Top Supports. 8) Spiral Earth Electrodes. 9) Pole Clamps. 10) 11 KV GI Pins. | 24306-16 Dtd:18.08.2017
11) EG Strips. 12) Bolt & Nuts. 13) Alluminium clamps, 14) Earthing Pipes. 15) 33 KV DP Sets. 16) 33KV GI Pins. 17) 33 KV Horizontal X Arms. 18) 33 KV V Shape X Arms. 19) 33KV Guy Sets. 20) 33KV Top Supports.
19 | M/s. Prime Cable Industries, E-894, DSIDC, Industrial Area, Narela, Delhi- 110040. Ph. No. +91 9350654617 | 1) 1.1kV LT PVC Copper Control Cable of Sizes: a) 2Cx2.5Sq.mm. b) 4Cx2.5Sq.mm. c) 19Cx2.5Sq.mm. d) 4Cx6Sq.mm. 2) 1.1kV LT PVC Aluminium Power Cable of Sizes: a) 4Cx95Sq.mm. 3) 1.1kV LT PVC Aluminium Lead Wire: a) 1Cx95Sq.mm. b) 1Cx185Sq.mm. c) 1Cx240Sq.mm. | 36229-40 Dtd:24.10.2017
20 | M/s.Ghanshyam Enterprises, Gadag Road, Koppal – 583 231. Ph. No.+919448450401. | 1) 8Mtr RCC Poles. 2) 9Mtr RCC Poles. 3) 9.5MTr RCC Poles. 4) 8Mtr PSC Poles. 5) 9Mtr PSC Poles. 6) 8Mtr PCC Poles | 24089-108 Dtd:18.08.2017
21 | M/s.Mothi Industries, Gadag Road, Koppal - 583 231 Karnataka. Ph. No. +91 9448450401 | 1) 8Mtr RCC Pole 145Kg W/L. 2) 9Mtr RCC Rect Pole 145Kg W/L. 3) 9Mtr RCC Sq. Pole 150Kg W/L. 4) 9.5Mtr RCC Poles 300Kg W/L. | 24295-305 Dtd:18.8.17
22 | M/s Havells India Limited A-461/462, SP-215 & 204-204A, MIA Alwar (Rajasthan) +91 9799499837 | 3) 4x16Sq.mm 1.1kV Aluminium Arm Cable
4) 2Cx4Sq.mm Copper Arm Cable 1.1kV
5) 2Cx6Sq.mm Copper Arm Cable 1.1kV.
6) 4Cx2.5Sq.mm Copper Arm Cable 1.1kV. 7) 27Cx2.5Sq.mm Copper Arm Cable 1.1kV.
8) 3Cx400Sq.mm Aluminium Arm Cable 33KV.
9) 4Cx25Sq.mm Aluminium Arm Cable 1.1kV. 10) 4Cx16Sqmm Copper Arms Cable 1.1kv
11) 3.5Cx400Sq.mm Aluminium Arm Cable 1.1kV.
12) 2Cx2.5Sq.mm Copper Arm Cable 1.1kV.
13) 10Cx1.5Sq.mm Copper Arm Cable 1.1kV.
14) 11kV 3Cx400Sq.mm XLPE Cable.
15) 1.1kV,3.5Cx185Sq.mm Aluminum Arm Cable
VAC List 75th
Sl. No. | Name and Address of the firm | Approved Materials | Approval OM No. & Date
23 | M/s.Arouser Insulators Pvt. Ltd., # 58/5, 1st Cross, 1st Main, Kamakshipalya, Bangalore-560079. Ph. No.+91 9945534599. Email : arouserinsulatorspvtltd@gmail.com | 1) 11kV Polymeric 5KN Pin Insulators. 2) 11kV 45KN Polymeric Disc Insulators (Dead End Type). | 36064-74 Dtd:24.10.2017
24 | M/s.Aaksh Udyog, No.4-4-401/2, Opp: Navodaya College & Hospital, Mantralayam Road, Raichur-584 102. | 1) 11kV Horizontal Cross Arm. 2) 4 Pin Cross. 3) DP Set. 4) TC Set 25/63/100kVA. 5) Guy Rod. 6) 2 Pin Cross Arms. 7) RCC Clamps. 8) 11kV Top Support. 9) LT Top Support. | 36052-63 Dtd:24.10.2017
25 | M/s.Banavathy Power Systems Pvt. Ltd., # 376/A, 10th Cross, 4th Main, 4th Phase, Peenya Industrial Area, Bangalore – 560058. Ph. No.+81 9880193874 / 080 41726440. Email: info@banavathy.com rcbhagwat@banavathy.com | 1) Compuss Compact Sub-Station (CSS). | 36075-86 Dtd:24.10.2017
2) 11kV HT Metering Cubicle.
3) 11kV HT Metering Cubicle with LBS.
4) 11kV Metering Cubicle with VCB.
5) 11kV HT Load Break Switch & Panel.
6) 11kV HT LBS RMU (Compact/Conventional).
7) 11kV HT VCB Panel.
8) 11kV HT VCB-RMU with / without Scada compatibility.
9) 11kV HT VCB & LBS Combination RMU.
10) Battery Charge 110V. 11) LTAC Panel 415V for Sub-Stations.
12) AC Distribution Box Single Front and Double Front.
13) DC Distribution Box 110V DC.
14) LT Feeder Pillar 8 Way & 12 Way
15) LT Transformer Distribution Box
16) DTC Metering Box
26 | M/s. Yamuna Power & Infrastructure Ltd., Sardana Nagar, Ambala Road, Jagadhri, Yamuna Nagar-135 003 Haryana. Ph. No. +91 9991700672. | 1) 11kV, 5KN Composite Polymeric Pin Insulators. 2) 11kV, 45KN Composite Polymeric Dead End Insulators. | 36040-51 Dtd: 24.10.2017
27 | M/s. JK Malu Enterprises, “Malu Complex”, Industrial Estate – MSK Road, Gulbarga – 585 102. Ph. No. +919945873377. | 1) 8Mtr RCC Poles. 2) 9Mtr RCC Poles. 3) 9.5Mtr RCC Poles. 4) 9Mtr RCC Sq. Poles. 5) 8Mtr PSC Poles. 6) 9Mtr PSC Poles. 7) 8Mtr PCC Poles. | 36124-35 Dtd:24.10.2017
28 | M/s.Manchukonda Prakasham Industries Pvt. Ltd., Survey No.426 & 427, NH 21, Tuljapur Road, Kasegaon, Indra Nagar, Sholapur, (Maharashtra). | 1) 8Mtr / 115 Kg RCC Poles. 2) 9Mtr/150Kg RCC Square Section Poles. 3) 9Mtr / 300Kg RCC Poles. | 36112-23 Dtd:24.10.2017
29 | M/s. Zara Industries, 76/P1 – Sy. No.39/93, Nandur Kesaratagi Industrial/Area, KIADB, Shahabad Road, Kalaburagi. Ph. No. +91 7406117861 / 7406047861. | 1) 8Mtr PCC Poles 140Kg. 2) 8Mtr RCC Poles 115Kg. 3) 9Mtr RCC Poles 145Kg. 4) 8Mtr PSC Poles 200Kg. 5) 9Mtr RCC Square Section Poles 150Kg. 6) 9.5Mtr RCC Poles 350Kg. 7) 9Mtrs PSC Pole. | 36099-110 Dtd:24.10.2017
30 | M/s.Samrudhi Industries, Plot No.227, KIADB Nandur Kesaratagi Industrial Area, Shahabad Road, Gulbarga – 585 105. | 1) 8Mtr RCC Pole. 2) 9Mtr RCC Pole. 3) 9.5Mtr RCC Pole. 4) 9.5Sq RCC Pole. 5) 8Mtr PCC Pole. 6) 9Mtr PCC Pole. 7) 8Mtr PSC Pole. 8) 9Mtr PSC Pole. | 36087-98 Deted:24.10.2017
31 | M/s.Chandra Enterprises, Plot No.25, Brudavana Colony, Nagarjuna Sagar Road, Champapet R. R. District, Hyderabad - 79. Ph. No. +91 9848272627. | 1) 2 Pin Cross Arms. 2) 3 Pin Cross Arms. 3) 4 Pin Cross Arms. 4) V Cross Arms. 5) Stay Sets. 6) DSS Structure. | 35771-82 Dtd:24.10.2017
32 | M/s. Sangameshwar Electricals, Near Sharan Uddyan, KEB Road, Bidar-585401. Ph. No. +91 9972678785. | 1) 4 Pin Cross Arms. 2) 11kV Horizontal Cross Arms. 3) 11kV DP Set. 4) Double Poles TC Set. 5) 11kV Pole Clamps. 6) Guy Set. 7) Spiral Earth Electrodes. 8) HT Top Support. 9) LT Top Support. 10) 33kV Cross Arms. 11) 33kV Clamps. 12) 33kV Top Support. | 36028-39 Dtd:24.10.2017
33 | M/s. Prakash Metal Products, Ayodya Village, Near Kempageri, Karwar Road, Hubli-580 024. Ph. No. 0836 2303024. | 1) 25kVA 4 Star Rated Distribution Transformer. 2) ACSR Coyote Conductor. 3) 11kV 200Amps Single Air Break GOS. 4) 11kV 400Amps Double Air Break GOS. 5) LT Protection Kit. 6) HG Fuse Unit. | 35990-36001 Dtd:24.10.2017
34 | M/s. Straton Electricals Pvt. Ltd., Plot No.D-40 & D-25/A, Phase-IV, IDA, Jeedimetla, Hyderabad. Ph. No. 040 40253364. | 1) 33kV Outdoor type Oil Cooled CTs. 2) 33kV Outdoor type Oil Cooled PTs. | 35978-89 Dtd:24.10.2017
35 | M/s. Super Industries, Plot No.25 Industrial Area Dev Sugoor, KIADB, Raichur. Phj. No. +91 9740941077 / 9663157666. | 1) 8Mtr RCC Pole. 2) 9Mtr RCC Pole. 3) 9.5Mtr RCC Pole. 4) 8Mtr PSC Pole. 5) 9Mtr PSC Pole. 6) 8Mtr PCC Pole. | 35966-77 Dtd:24.10.2017
36 | M/s.Andani Allied Products, Sy. No.25/2, Mittimalkapur Village, Mantralayam Road, Tq. & Dist. Raichur-584 101. | 1) 8Mtrs 115Kg W/L RCC Poles. 2) 9Mtrs 145Kg W/L RCC Poles. 3) 9Mtrs 200Kg W/L PSC Poles. | 35944-55 Dtd:24.10.2017
37 | M/s. Mahalakshmi Transformers, # 16, 13th Cross, Kareemsab Layout, Hegganahalli, Peenya 2nd Stage, Bangalore-560091. Ph. No. +91 9845862604. | 25/63/100kVA 4 Star Rated Distribution Transformers. | 35932-43 Dtd:24.10.2017
38 | M/s. Adinath Industries, E-45 (G2), Khushkhera Industrial Area, Bhiwadi-301019, District Alwar, Rajasthan. Ph. No. +91 9810060890. | 1) 11kV, 5KN & 33kV, 10KN Polymeric Pin Insulators. 2) 11kV, 45KN & 33kV, 70KN Polymeric Disc Insulator Dead End, T&C and B&S Type. 3) 11kV Polymeric DO Fuse. 4) 11kV Polymeric Lightning Arrester. 5) 11kV Polymeric GO AB Switch. | 35920-31 Dtd:24.10.2017
39 | M/s.Galaxy Transmission Pvt. Ltd., Plot No.N-3, M.I.D.C. Kupwad Block, Sangli-416 436 (MH). Ph. No. +91 7030706464. | 1) ACSR Rabbit Conductor. 2) ACSR Weasel Conductor. 3) ACSR Coyote Conductor. | 35908-19 Dtd:24.10.2017
40 | M/s.Gagan Enterprises, # 22-A, Industrial Estate, Sirhind Road, Patiala-147004 (Punjab). Ph. No. 0175-2352464 / 9872670411 / 15. | HT/LT Line Hardware Material. 1) DP Set GI. 2) Single Pole TC Sets for 25kVA GI. 3) Double Pole TC Sets for 63kVA GI. 4) Double Pole TC Sets for 100kVA GI. 5) Pole Clamps for RCC, PSC, & PCC Poles GI. 6) 11kV Horizontal Cross Arms GI for RCC, PSC & PCC Poles with HT ST Top Supports GI. 7) LT 4 Pin Cross Arm for RCC, PSC & PCC Poles with HT ST Top Supports GI. 8) LT 2 Pin Cross Arms for RCC, PSC&PCC Supports GI. 9) Anchor Rods using 12mm Round/Guy Rod GI Rod GI with Turn Buckle & Guy Clamps. 10) GI Fish Plate. | 35896-907 Dtd:24.10.2017
41 | M/s.Kailash Transformer Pvt. Ltd., # 23 KIADB, 1st Stag, Kapnoor Industrial Area, Kalaburagi—585 104. Ph. No. +91 9741729977. | 25/63/100kVA 2 Star Rated Distribution Transformers. (Energy Efficiency Level 3) | 35783-94 Dtd:24.10.2017
42 | M/s. Pooja Enterprises, Post Box No.74, Gadag Road, Koppal. Ph. No. +91 9449663647 / 9341064387. | 1) 9.5Mtrs RCC Poles. 2) 9Mtr RCC Poles. 3) 8Mtr RCC Poles. 4) 9Mtr PSC Poles. 5) 8Mtr PSC Poles. 6) 8Mtr PCC Poles. | 35884-95 Dtd:24.10.2017
43 | M/s.Mahavir Transmission Limited, A-9, B-4, 11-13S, Industrial Estate, Vikas Nagar, Dehradun (Uttarakhand). Ph. No.+91 8447813338 / 011-23254175 / 23280242. | New Materials 1) ACSR Coyote Conductor. 2) ACSR Lynx Conductor. | 35872-83 Dtd: 24.10.2017
44 | M/s.M3 Electricals, Plot. No.176, KIADB Industrial Area, Nandur, Kesaratagi, Shahabad Road, Kalaburagi-585106. Ph. No.+91 7337754779 / 8867777959. | 1) 11kV DP Set. 2) 2 Pin X Arm. 3) 3 Pin X Arm. 4) 4 Pin X Arm. 5) Double Pole TC Set. 6) Top Supports. 7) Guy Sets. 8) RCC/PCC Clamps. 9) 33kV DP Sets. 10) Spiral Earth Electrodes. 11) Earthing Pipes .12) 33kV Horizontal X Arms. 13) 33kV V Shape X Arms. 14)Single Pole TC Set | 35860-71 Dtd:24.10.2017
45 | M/s.Kabra Corporation, P. No.3, Sy.No.623, Srinivas Saradagi Village, Kalaburagi – 585101. Ph. No. +91 9342333555. E-mail: kabrasocl@rediffmail.com | 1) ACSR Rabbit Conductor. 2) ACSR Weasel Conductor. | 35-848-5935848-59 Dtd:24.10.2017
46 | M/s.Vivekanand Electricals, Plot No.65, Shant Nagar, At & Post Jewargi. Dist. Kalaburagi. Ph. No. +91 9880770127. | 1) M.S HT & LT Line Materials. 2) TC Set. 3) DP Structure. 4) 11kV Cross Arm. 5) LT 4 Pin & 2 Pin Cross Arm. 6) Guy Set. 7) Top Support. 8) PCC Clamp. 9) RCC Clamp. | 35831-42 Dtd:24.10.2017
47 | M/s.Vijay Cement Products, # 6-98, KIADB Industrial Area Hyderabad Road, Yadgir-585201. Ph. No. +91 9448040876. | 1) 8 Mtr PCC Poles. 2) 8/9 Mtr. PSC Poles. 3) 8/9/9.5 Mtrs RCC Poles. | 35819-30 Dtd:24.10.2017
48 | M/s. LNT Switchgears, 62 & 63, KPTCL Road, Opp: SBM Bank, Kachanayananahalli, Bommasandra Industrial Area, Bangalore – 560099. Ph. No. +91 9845747173 / 8861440392. | 1) 11kV HT Metering Cubicle 3CT / PT. 2) 11kV HT Metering Cubicle with LBS 3CT / PT. 3) 11kV HT LBS. 4) RMU Panel. | 35807-18 Dtd:24.10.2017
49 | M/s.Dev Switchgear, No.105 & 106, 16th Cross, Bhyraveshwara Industrial Estate, Andrahalli Main Road, (Near Shushruthi Bank), Bangalore – 560 091. Ph. No.+91 9448683397 / 9538288710. | 1) 11kV Load Break Switch. 2) 11kV LBS Panel. 3) 11kV 0.2/0.2S Class 3CTs & 3 PTs HT Metering with LBS Panel (3Phase, 4Wire). 4) 11kV 0.2/0.2S Class 3CTs & 3PTs HT Metering Panel (3Phase, 4Wire). 5) 11kV RMU Panels. | 35795-806 Dtd:24.10.2017
VAC List 76th
50 | M/s. Ensto India Pvt. Ltd., Plot No.241-242, Sector 6, IMT Manesar, Gurgaon, Haryana- 122050. Ph.No.+91 9873029944/0124-4974242. | 1) LT Insulation Piercing Connector Service Connection. 2) LT Insulation Piercing Connector Street Light Connector. 3) LT Suspension Clamp for AB Cable . 4) LT Anchor Clamp for AB Cable. LT End Cap for AB Cable. 5) LT End Cap for AB Cable. 6) LT T Connector KZ 3 95. | 42275-85 Dtd:22.11.2017
51 | M/s. Navitas Insulators Pvt. Ltd., B-Plot No 49,Road No.6, 3rd Phase Obadanahalli Indstrial Area, Doddaballapur, Bangalore-562163. Ph.No. +91 9916603345. | 1) 11kV/45KN Polymer Dead End Insulator. 2) 11kV/5KN Polymer Pin Insulators. | 42286-96 Dtd:22.11.2017
52 | M/s. Sahyadri Electricals Pvt. Ltd., # 51, 22nd Cross, Rajgopal Nagar Main Road, Opp: Police Station, 4th Phase, Peenya Industrial Area, Bengaluru-560058. Ph. No.+91 9448260562 / 080 41288632. | 1) 33kV Control & Relay Panel. 2) LT ACDB/DCDB. 3) Annunciation Panel. 4) DTC Metering Panel. 5) 11kV Metering Panel. 6) 11kV, 630A LBS Panel. | 42297-307 Dtd:22.11.2017
53 | M/s.Arun Enterprises, B-48, Site IV, Sahibabad – 201010 District Ghaziabad (UP). Ph. No.+91 9810444306. | 1) Deep Drawn Metal Meter Box for Single Phase. (DDMMB). 2) Deep Drawn Metal Meter Box for Three Phase. (DDMMB). | 42308-18 Dtd:22.11.2017
54 | M/s.Prime Insulators Pvt. Ltd., Ceramic Zone, Block No.134/P2, At & Po. Dalapur Ta. Prantij District Sabarkantha-383120 Gujarat. Ph. No.+91 9925237313. sales@primeinsulators.com. | 1) 11kV, 45KN Dead End Disc Insulator. 2) 11kV, 45KN T&C Disc Polymer Insulator. 3) 11kV, 45KN B&S Disc Polymer Insulators. 4) 11kV, 5KN Pin Polymer Insulator. 5) 11kV, 5KN Post Polymer Insulator. 6) 33kV, 70KN T&C Disc Polymer Insulator. 7) 33kV, 70KN B&S Disc Polymer Insulator. 8) 33kV, 10KN Pin Polymer Insulator. 9) 33kV, 10KN Post Polymer Insulator. | 42319-29 Dtd:22.11.2017
55 | M/s.Rekha Industries, Plot No.150, Tarihal Industries Estate, Opp: MBA College, Tarihal, Hubli. Ph. No.+91 9448765774 / 9632518666 | New Materials 1) ACSR Rabbit Conductor. 2) ACSR Weasel Conductor. 3) ACSR Coyote Conductor. 4) Spiral Earth Electrodes, 5) ABC Clamps. Old Materials: 11kV Hardware Materials: 6) 11kV Horizontal Cross Arms, Clamp. 7) HT Top Support with BXN Washer. 8) 25kVA Double Pole TC Set with H Frame. 9) 63kVA Double Pole TC Set with H Frame. 10) 100kVA Double Pole TC Set with H Frame. | 42330-40 Dtd:22.11.2017
| M/s.Rekha Industries, Plot No.150, Tarihal Industries Estate, Opp: MBA College, Tarihal, Hubli. Ph. No.+91 9448765774 / 9632518666 | 11) Single Pole TC Set with H Frame. 12) Double Pole Structure. 13) 2 Pin Cross Arm, Clamp with BXN Washers. 14) 4 Pin Cross Arms, Clamp with BXN Washers. 15) 15) LT Top Support. 16) 16) Guy Set Complete. 33kV Hardware Materials: 17) 33kV Horizontal Cross Arm. 18) Back Clamp. 19) Top Supports with BXN Washers. 20) 33kV DP Structure. 21) Guy Set Complete.
56 | M/s. Sreekanth Electrical Products, 78/A/1-1 H. No.4-152/2-2, Cheeryal Vill, Kesara, Rangareddy, Hyderabad-501301. Ph. No.+91 9900352798 / 080 28397383. | 1) 33kV Latice Structures. 2) 11kV Latice Structures. | 42341-51 Dtd:22.11.2017
57 | M/s.Crompton Greaves Ltd., Switchgear Division, A3, MIDC, Ambad, Nashik-422010. | 1) 11kV VCB (PCVCB/ MCVCB). 2) 11kV RMU. | 42352-62 Dtd:22.11.2017
58 | M/s.Navyashree Industries, Plot No. Spl.14 KSSIDC Industrial Estate, Hosalli Camp (EJ), Sindhanoor – 584 128, Raichur District. Ph.No.+91 9880132143 E-mail: nisnd2015@gmail.com | 1) ACSR Rabbit Conductor. 2) ACSR Weasel Conductor. 3) ACSR Coyote Conductor. | 42363-73 Dtd:22.11.2017
59 | M/s. Prabhudev Pre-Stress Concrete Works, Srinivas Saradagi Cross, Sedam Road, Kalaburagi. Ph. No.+91 8845052785 08472 214047. | 1) 9Mtr PSC Pole. 2) 8Mtr PCC Pole. 3) 9Mtr RCC Pole. 4) 8Mtr RCC Pole. 5) 9.5Mtr RCC Pole. 6) 9Mtr RCC (Square) Pole. 7) 8Mtr PSC Pole. | 42274-84 Dtd:22.11.2017
60 | M/s. Sudarshana Infrastructure, Plot No.694 & 695 and GP No.723, 724, Near Indian Oil Petrol Buck, Hosahalli Koppal. Ph. No.+91 9591112999. | 1) LT Hardware Materials with Bolts & Nuts. 2) 33kV & 11kV Hardware Material with Bolt Nut. 3) LT Wiring Kit for Distribution Transformer. 4) LT Protection Kit. | 42387-97 Dtd:22.11.2017
61 | M/s. Sri Datta Sai, Cement Concrete Products, SR No.19, Basinepally (V), Gooty Mandal, Ananthapur District, A.P.-515 402. Ph No. +91 9440293701. | 1) 8Mtr 200Kg PSC Poles. 2) 9Mtr 200Kg PSC Poles. 3) 9.1Mtr 280Kg PSC Poles. 4) 11Mtr 365Kg PSC Poles. 5) 9Mtr 145Kg RCC Poles. 6) 9Mtr 150Kg RCC Poles. 7) 8Mtr 115Kg RCC Poles. 8) 8Mtr 140Kg PCC Poles. | 42398-408 Dtd:22.11.2017
62 | M/s. Ambika industries, Humnabad Ring Road, Gulbarga-585104. Ph. No. +91 9343858666 / 9845212883 | 1) PSC 8 Mtr. Pole. 2) PSC 9 Mtr. Pole. 3) PCC 8Mtr.Pole. 4) RCC 9mtr. Pole. 5) RCC 8Mtr. Pole. 6) RCC 9.5 Mtr. Pole. 7) RCC 9Mtr (Square). Pole. | 42409-19 Dtd:22.11.2017
63 | M/s.Umashankar Industries, Sy. No.12/1, Sultanpur Village Near Budugumpa Cross, Tq. & Dist. Koppal-583231. Ph.No.+91 9916062580. | 1) 9.5Mtrs RCC Poles. 2) 8Mtrs PSC Poles. | 42420-30 Dtd:22.11.2017
64 | M/s.Royal Power Systems Pvt. Ltd., #117/F, 9th Cross, Ganapathi Nagar, Peenya 3rd Phase, Peenya Industrial Area, Bangalore-560 058. Ph. No.+ 91 9448803891 / 944845530 / 9902001155 / 9900400888. | 1) 11 kV Load Break switch 630 A, 26.3kA 2) 11kV LBS Panel. 3) 11kV Metering Cubicle. 4) 11kV Metering Cubicle with LBS Panel. 5) 11kV HT RMU Panel LBS/VCB Expandable etc. | 42431-41 DtdL22.11.2017
65 | M/s. SSK Enterprises Survey No.6/5, Rattihalli – Byadagi Road, Makari, Hirekerur, Haveri (Dist). Ph. No.+919845565988. | 1) 8Mtr RCC Poles. 2) 9Mtr RCC Poles. 3) 9.5Mtr RCC Poles. 4) 8Mtr PSC Poles. 5) 9Mtr PSC Poles. 6) 9Mtr Square RCC Poles. | 42442-52 Dtd:22.11.2017
66 | M/s.V.R Patil Vidyuth Nirman Pvt. Ltd., Transmission Line, Sub-Station, Civil Contractors & Engineers, “Gurukrupa” Hosalingapur, Munirabad, Tq. Dist., Koppal. Ph. No. +91 9845062861. | 1) 33kV & 11kV Hardware Materials. 2) LT Wiring Kit for Distribution Transformer. 3) LT Metering Box for Distribution Transformer. | 42453-63 Dtd:22.11.2017
67 | M/s. Pooja Cement Works, Survey No.25/41, Chikkakasankandi Village Near IRB Hosahalli-583234. Ph. No.+91 9880251693. | 8/9Mtrs.PSC/PCC Poles, 8/9/9.5Mtrs RCC Poles. | 42464-74 Dtd:22.11.2017
68 | M/s.Sampurna Enterprises, Plot No. R-3 & 18, KSSIC Industrial Estate, Hosahalli Camp, Sindhanur 584128. Ph. No. +91 9739384442. | 1) 4 Pin Cross Arms. 2) 2 Pin Cross Arms. 3) LT Top Support. 4) 11kV Horizontal Cross Arms. 5) HT Top Support. 6) Pole Clamps. 7) Double Pole TC Set. 8) H Frame Set. 9) DP Set. 10) EG Stirrup. 11) Guy Set. | 42475-84 Dtd:22.11.2017
12) Spiral Earthe Electrode. 13) Earthing Pipe. 14) Road Crossing Riser. 15) Special 3 Pin Cross Arms. 16) DTC Metering Box. 17) LT Wiring Kit. 18) 33kV Horizontal Cross Arms. 19) 33kV Top Support. 20) 33kV Guy Set. 21) 33kV DP Set. 22) 33kV V Shape Cross Arms.
69 | M/s. Bhumi Concrete Products Plot No.19, KIADB Industrial Area, Humnabad, District Bidar. Ph. No.+91 9945865077. | 1) 8Mtr, 9Mtr, 9Mtrs (Sq), 9.5Mtr RCC Poles. 2) 8Mtr & 9Mtr PSC Poles. 3) 8Mtr PCC Poles. | 42485-94 Dtd:22.11.2017
70 | M/s. Sumathi Concrete Products, Sy. No.353-At Post: Yeragole Village - 585 218, Taluk & District Yadgir. Ph. No. +91 9916865236. | 1) 8Mtr, 9Mtr, 9Mtrs (Sq), 9.5Mtr RCC Poles. 2) 8Mtr & 9Mtr PSC Poles. 3) 8Mtr PCC Poles. | 42495-505 Dtd:22.11.2017
71 | M/s. Sharanabasaveshwar Fabricators, Shed No. C-1-KSSIDC - Kapanur Industrial Estate, Gulbarga-585 104. Ph. No.+91 9448092777. | 1) PCC Clamps. 2) RCC Clamps. 3) 2 Pin Cross Arm. 4) 4 Pin Cross Arm. 5) 11kV Horizontal Cross Arm. 6) DP Structure. 7) 25/63kVA TC Structural. 8) Guy Rod. 9) SPMT Set. 10) Earthing Pipe. 11) GI Spiral Earth Electrode. 12) 33kV V Shape. 13) 33kV DP Structural. 14) 33kV Guy. | 42517-27 Dtd:22.11.2017
72 | M/s. Shakti Industries, Plot No. CA-4D, KIDB, Ind-Area Iind Stage Gulbarga-585104. Ph. No.+91 9448092777. | 1) 9/8Mtrs PSC Poles. 2) 8/9Mtrs RCC Poles. 3) 8Mtrs PCC Poles. | 42506-16 DtdL22.11.2017
77th VAC List
73 | M/s.Mars Engineers & Fabricators, Plot No.71, KK Owners Society, Dhoolpally Road, Jeedimetla, Hyderabad-55, Telengana. | 1) 33kV Latice Structures. 2) 11kV Latice Structures. | 51335-48 Dtd:03.01.2018
74 | M/s.Param Controls, D-117, MIDC Ambed Nashik-422010 (Maharashtra). | Single Phase Deep Drawn Metal Meter Box. (DDMMB) | 51324-34 Dtd:03.01.2018
75 | M/s.Lan Engineering & Technologies, B-7, Sector-83, Noida, Uttar Pradesh-201305. | Single Phase Deep Drawn Metal Meter Box. (DDMMB) | 51312-23 Dtd:03.01.2018
76 | M/s. Jain Electrical Industry, Sy. No.499, Behind Bharat Petroleum Pump, Sindagi Road, Indi-586209, Vijayapur. | 25kVA, 63kVA & 100kVA BEE 4 Star (Star-1) Rated Distribution (EEL-2) Transformers. | 51302-11 Dtd:03.01.2018
77 | M/s. SSK Engineering & Fabrication Works, Survey No.6/5, Rattihalli Byadagi Road, Makari, Hirekerur Tq. Haveri District. | 1) LT 4 Pin Cross Arm. 2) LT 2 Pin Cross Arm. 3) Special 3 Pin Cross Arm. 4) RCC/PSC Clamps. 5) 11kV Horizontal Cross Arm. 6) Double Pole TC Set. 7) DP Set. 8) Guy Set. 9) LT Support. 10) HT Support. | 51291-301 Dtd:03.01.2018
78 | M/s. Malu Engineering Metal Works, # D-7 - Industrial Estate - MSK Mill Road, Gulbarga-585 102 | 1) 8Mtrs RCC Poles. 2) 9Mtrs RCC Poles. 3) 9.5Mtr RCC Poles. 4) 8Mtr PCC Poles. 5) 8Mtrs PSC Poles. 6) 9Mtr PSC Poles. | 51346-56 03.01.2018
79 | M/s. Mahesh Fabriko, # D-8 Industrial Estate - MSK Mill Road, Gulbarga-585-102 Karnataka. | 1) 8Mtrs RCC Poles. 2) 9Mtrs RCC Poles. 3) 9.5Mtr RCC Poles. 4) 8Mtr PCC Poles. 5) 8Mtrs PSC Poles. 6) 9Mtr PSC Poles. Line Hardware Materials: 1) 2 Pin X Arms. 2) 4 Pin X Arms. 3) DP Sets. 4) Double Pole TC Sets. 5) RCC/PCC Clamps. | 51357-68 Dtd:03.01.2018
80 | M/s.Devi Industries, Yadgir-Raichur Road, Sy. No.98, Near Karibetta, Saidapur, District Yadgir | 1) 9Mtrs RCC Poles. 2) 9Mtrs PSC Poles. 3) 9.5Mtrs RCC Poles. 4) 8Mtrs RCC Poles. 5) 9Mtrs PSC Poles. 6) 8Mtrs PCC Poles. | 51369-79 Dtd:03.01.2018
81 | M/s. Mahadev Industries P.B. No.108 Nehru Gunj Gulbarga. Work: Kapnoor Village, Humnabad Road, Gulbarga | 1) 8Mtr RCC Pole. 2) 9Mtr RCC Pole. 3) 9.5Mtr RCC Pole. 4) 9Mtr Sq. RCC Pole. 5) 8Mtr PCC Pole. 6) 8Mtr PSC Pole. 7) 9Mtr PSC Pole. | 51380-90 Dtd:03.01.2018
82 | M/s. Mahadev Industries Plot No, 5 & 6, Industrial Area, Bidar. | 1) 8Mtr RCC Pole. 2) 9Mtr RCC Pole. 3) 9.5Mtr RCC Pole. 4) 9Mtr Sq. RCC Pole. 5) 8Mtr PCC Pole. 6) 8Mtr PSC Pole. 7) 9Mtr PSC Pole. | 51391-401 Dtd:03.01.2018
83 | M/s.Karnatak Pre-stress Concrete Works P.B. No. 124 Nehru Gunj, Gulbarga Works: Kapnoor Village, Humnabad Road, Gulbarga. | 1) 8Mtr RCC Pole. 2) 9Mtr RCC Pole. 3) 9.5Mtr RCC Pole. 4) 9Mtr Sq. RCC Pole. 5) 8Mtr PCC Pole. 6) 8Mtr PSC Pole. 7) 9Mtr PSC Pole. | 51401-11 Dtd:03.01.2018
84 | M/s. Shiva Concrete Products P.B. No. 124 Nehru Gunj, Gulbarga Works: P.B. No.25, Indi Road, Bijapur. | 1) 8Mtr RCC Pole. 2) 9Mtr RCC Pole. 3) 9.5Mtr RCC Pole. 4) 9Mtr Sq. RCC Pole. 5) 8Mtr PCC Pole. 6) 8Mtr PSC Pole. 7) 9Mtr PSC Pole. | 51412-22 Dtd:03.01.2018
85 | M/s.Natraj Cement Works, P.B. No.124 Nehru Gunj, Gulbarga. Works: Hallisagar Village Shahapur, Yadgir District | 1) 8Mtr RCC Pole. 2) 9Mtr RCC Pole. 3) 9.5Mtr RCC Pole. 4) 9Mtr Sq. RCC Pole. 5) 8Mtr PCC Pole. 6) 8Mtr PSC Pole. 7) 9Mtr PSC Pole. | 51423-33 Dtd:03.01.2018
86 | M/s. Kailash Power Transformer Pvt. Ltd., # 23, KIADB Industrial Area, 1st Stage Kapnoor, Kalaburagi – 585 104. Email ID: kailashpvtltd@gmail.com | 33/11kV, 5MVA, Power Transformer | 51434-44 Dtd:03.01.2018
87 | M/s.KJV Alloy Conductors Pvt. Ltd., Plot No.15 & Part of 20, Industrial Growth Centre, Boregaon, Tahsil – Sausar Dist. Chhindwara – 480106. Email : marketingsouth.jda@gmail.com | 1) ACSR Rabbit Conductors 2) ACSR Coyote Conductors | 51445-55 Dtd:03.01.2018
88 | M/s Jain Electrical Industry, Behind Bharat Petroleum Pump, Sindagi Road, INDI-586209 DT BIJAPUR Karnataka | 1) 11kV Horizontal Cross Arm. 2) D. P. Structure Set. 3) 25kVA TC Structure with H Frame. 4) 63kVA TC Structure with H Frame. 5) 100kVA TC Structure with H Frame. 6) Guy Rod Set. 7) Pole Clamps. 8) Spiral Earth Electrodes. 9) LT TC Distribution Box. 10) 33kV Cross Arm with Clamp Top Support. 11) 33kV DP Set. 12) 33kV Guy Sets. | 51456-66 Dtd:03.01.2018
89 | M/s Sai Teja Engineers, Plot No. 888 & 968, Rami Reddy Nagar, I.D.A.,Jeedimetla, Hyderabad-500 055. | 1) DTC Metering Box. 2) LT Distribution Box. | 51467-77 Dtd:03.01.2018
90 | M/s. Sri Sai Ram Structures, Plot No.231, 232, 292 & 293, Sy. No.277 to 285, Sree Nagar, Ram Pally (V), Keesara (M), R. R. District, Telengana - 501 301. | 33kV Line & Tower Materials. (33kV Cross Arms, 33kV Top Supports, 33kV Stray Sets, 33kV Spiral Earth Electrodes & 33kV DP Structures). | 51478-88 Dtd:03.01.2018
91 | M/s.Sahyadri& Electro Controls (I) Pvt Ltd.No.10, Vinay Complex, Rajgopalnagar Min road, Ganapati Nagar, Peenya III Phase, Peenya Bangalore-560058. | 1) C &R Panel for 33KV Line & Transformer valid till 22-04-2018. 2) Annunciation Panel/Desks valid till 22-04-2018. 3) Outdoor Relay Panel. 4) AC DB. 5) DC DB. | 51489-98 Dtd:03.01.2018
92 | M/s. Uni Power Transmission (Mysore) Pvt., Ltd., # 33, Belvadi Industrial Area, Mysore-570 018. | 1) ACSR Weasel Conductor. 2) ACSR Rabbit Conductor. 3) ACSR Coyote Conductor. | 51499-510 Dtd:03.01.2018.
78th VAC List
93 | M/s. Mahalakshmi Transformers, # 16, 13th Cross, Kareemsab Layout, Hegganahalli, Peenya 2nd Stage, Bangalore-560091 | 1) 25kVA 5 Star Rated Distribution Transformers. 2) 250kVA 4 Star Rated Distribution Transformers. | 67835-45 Dtd:16.03.2018
94 | M/s. Classic Technologies Pvt. Ltd., Plot No.9A, Sector-I, Phase-2, KIADB Indi Area, Bidadi, Ramanagar Dist., Karnataka. classicprashanthhyd@gmail.com | 5MVA,33/11kV Power Transformer. | 67847-57 Dtd: 16.03.2018
95 | M/s. Sampurna Enterprises, Plot No.R-3 & 18, KSSIDC Ltd., Industrial Estate Hosahalli Sindhanoor-584 128. | 1) GOS Single Break 11kV 200Amps. 2) 11kV 200A HG Fuse Unit. 3) LT Protection Kit. | 67858-68 Dtd: 16.03.2018
96 | M/s.Imperial Ceramics Pvt. Ltd., F-368 370, Industrial Growth Centre, Khara, Bikaner-334601 | 1) 11kV Pin Insulators. 2) 33kV Pin Insulators. 3) 11kV 45KN Disc Insulator B&S Type. 4) 11kV 70KN Disc Insulator. 5) 11kV 90KN Disc Insulator. 6) 11kV 120KN Disc Insulator. 7) 1.1kV (LT Pin) Insulator. 8) No.8 Strain (HT Guy) Insulator. 9) No.15 Strain (LT Guy) Insulator. 10) 11kV Post Insulator. 11) 22kV Post Insulator. | 67869-78 Dtd:16.03.2018
97 | M/s. Prakahs Metal Products, Ayodya Village, Near Kempageri, Karwar Road, Hubli-580 024. Ph.No: 0836 2303024. | 1) 63kVA 4 Star Rated Distribution Transformer. 2) 100kVA 4 Star Rated Distribution Transformer. 3) 200kVA 4 Star Rated Distribution Transformer. 4) 250kVA 4 Star Rated Distribution Transformer. 5) 11kV, 200Amps Single Break GOS Polymeric. | 6217-26 Dtd:04.05.2018
98 | M/s.Paras Power Engineer Pvt. Ltd., Plot No.434, 12th Cross, 4th Phase Peenya Industrial Area Peenya, Bangalore -560058. | 1) 11KV, 3 Phase, 4 Wire HT Metering Cubicle with LBS. 2) 11KV, 630Amps LBS Panel. | 67880-90 Dtd:16.03.2018
99 | M/s.Navitas Insulators Pvt. Ltd., B- Plot No.49, Road No.6, 3rd Phase Obadanahalli Industrial Area, Doddaballapur, Bangalore-562163. | 1) 11kV, 45KN Polymeric Dead End Disc Insulator. 2) 11kV, 5KN Polymeric Pin Insulator. 3) 11kV/70KN Composite B&S Insulators. 4) 33kV/10KN Polymer Pin Insulators. 5) 9kV/5KA Polymer Lightning Arrestors. | 67891-901 Dtd:16.03.2018
100 | M/s. Hi-Fab Engineers, Plot No.1, Phase-V, IDA, Jeedimetla, Hyderabad-500055. | 1) 33kV Horizontal Cross Arm. | 67902-12 Dtd:16.03.2018
2) 33kV Single Top Supports.
3) Special 3 Pin Cross Arms Complete Set.
4) 33kV DP Structure
5) 33kV TP Structure.
6) 33kV Four Pole Structure.
7) 33kV Guy Sets.
8) GI Pipe Earthing.
9) 11kV Horizontal Cross Arms.
10) 11kV Single Top Support.
11) 11kV DP Structure.
12) 11kV Guy Set.
13) EG Strip.
14) 2 Pin LT Cross Arms.
15) 4 Pin LT Cross Arms.
100 | M/s. Hi-Fab Engineers, Plot No.1, Phase-V, IDA, Jeedimetla, Hyderabad-500055. | 16) Spiral Earth Electrodes.
17) Guarding Complete Set.
18) 100x50mm Channel, 1B1 – 7.45Mtrs.
19) 100x50mm Channel 1B2 – 4.0Mtrs.
20) 65x65x6mm Angles.
21) RCC Pole Clamps.
22) PSC Pole Clamps.
23) I Beam Pole – 11Mtrs.
24) Number Plates.
25) Danger Board.
26) 50x6mm MS Flat.
27) 50x6mm GI Flat.
28) Double Pole TC Structure.
29) Lightning Spoke.
30) MS Rail Pole.
101 | M/s. Shakti Industries, Plot # CA-4D,, II Stage, Kapnoor Industrial Area, Gulbaga-585104. | 9.5Mtrs RCC Pole W/L 300Kg. | 67913-23 Dtd: 16.03.2018
102 | M/s.Zara Industries, # 76/P1, Sy. No.39/93, Nandur Kesaratagi, KIADB,-Industrial Area, Shahabad Road, Kalaburagi. | 1) LT Cross Arm. | 67924-34 Dtd:16.03.2018
2) HT Cross Arm.
3) Special Cross Arm.
4) HT Top Support.
5) LT Top Support.
6) Double Pole TC Set.
7) DP Set.
8) Guy Set Complete.
9) Pole Clamps, Nuts & Bolts.
10) Danger Board / Number Plate.
11) GI Ground Pipe (Cut & Nut Bolt).
12) Route & Joint Indicators.
13) EG Stirrup
14) Spiral Eath Electrodes
15) 33kV TC Set
16) GOS H Frame
17) Street Light Complete Set
18) 33kV DP Set
103 | M/s. Santosh Electricals, Buranpur Road, Near Warehouse, Godown, Ainapur Village, Bijapur-586 101. | 1) 100kV Double Pole TC Set. | 67935-45 Dtd:16.03.2018
2) Single Pole TC Structure
3) DP Structure.
4) Horizontal Cross Arm.
5) 4 Pin Cross Arm.
6) 2 Pin Cross Arm.
7) Top Support.
7) Guy Rod Set.
9) Fish Plate.
10) Pole Clamp PCC.
11) Pole Clamp PSC.
12) Pole Clamp RCC.
13) C-Clamps.
14) DB Box.
15) Turn Buckle.
16) Riser & Side Extension.
17) 63kV Double Pole TC Set
18) 25kV Double Pole TC Set
104 | M/s.Sai Shankara Enterprises, # 432/1, Behind Govt. Primary School, Pennya 1st Stage, Bangalore560058. | 1) Guy Set Accessories. 2) 11kV DP Set. 3) 11kV Single Top Support, Horizontal Cross Arm, Clamps, nut & Bolts. 4) E G Stirrups. 5) 2 & 4 Pin Cross Arm & LTST Support. 6) 11kV HG Fuse Unit. 7) LT Protection Kit. 8) Transformer Structural Materials 9) 11kV Spun Pole Structural Materials. 10) DP Structure for 63/100/250kVA. 11) Spiral Earth Electrodes. 12) GI Pipe. | 67947-57 Dtd:16.03.2018
105 | M/s.Amar Industries, Plot No.R9 to R12, KSSIDC Ltd., Industrial Estate, EJ Hosalli Camp, Sindhanoor-584 128. | 25/63/100kVA, 4 Star Rated (Level-2) Distribution Transformer | 69991-70001 Dtd:24.03.2018
106 | M/s.Raj Power Controls, # 116/7 & 117/6, Mookambika Temple Road, Machohalli Forest Gate, Magadi Main Road, Bangalore-560091. rajpowers@live.com | 25kVA, 63kVA & 100kVA BEE 1 Star Rating 11000/433V, Delta / Star, 50Hz, 3 Phase, ONAN, Aluminum Wound Oil Filled Distribution Transformers (EEL 2). | 1113-23 Dtd:05.04.2018
107 | M/s. Prakash Metal Products, Ayodhya Village, Near Kempageri, Karwar Road, Hubli-580 024 | 1) 63kVA 4 Star Rated Distribution Transformer. 2) 100kVA 4 Star Rated Distribution Transformer. 3) 200kVA 4 Star Rated Distribution Transformer. 4) 250kVA 4 Star Rated Distribution Transformer. 5) 11kV, 200Amps Single Break GOS Polymeric. | 6217-26 Dtd: 04.05.2018
108 | M/s.Vidyuth Control Systems Pvt. Ltd., Sl. No.851, Industrial Area, Medchal-501401. R.R. Dist. Telangana, India. | 1) 11KV CTs. 2) 33KV CTs. 3) 33KV PTs. | 67958-68 Dtd:16.03.2018
109 | M/s K.V.T Industries No.134/B 3rd Stage Mundargi Industrial Area KIADB Bellary - 583103. | 1) 9Meter RCC Pole. 2) 8Meter RCC Pole. 3) 8Meter PSC Pole. 4) 9Meter PSC Pole. 5) 8Meter PCC Poles. 6) 9.5Mtrs RCC Poles 350Kg W/L. | 68001-10 Dtd: 16.03.2018
110 | M/s.Ven Energy Processor Pvt. Ltd., 5-35/197, 1st Floor, Prashanthi Nagar, Kukatpally 100 FT Road, Hyderabad - 500072. | LT Current Transformer (CTs). | 67969-89 Dtd:16.03.2018
111 | M/s.Bhaskar Electricals, No.139, 138/1, 2A. (Next to Plot No.150) E.E Industrial Estate, Perungudi, Old Mahabalipuram Road, Chennai-600 096. Works: M/s. Bhaskar Electricals, No.48, Venkata Maistry Street, Chennai-1. | 1) ACSR Rabbit Conductor. 2) ASCR Weasel Conductor. 3) ACSR Coyote Conductor. | 67990-68000 Dtd:16.03.2018
112 | M/s. Kailash Transformer Pvt. Ltd., # 23, KIADB Industrial Area, 1st Stage Kapnoor, Kalaburagi–585 104. Email ID: kailashpvtltd@gmail.com | 25kVA / 63kVA & 100kVA 11kV/433Volts 4 Star Distribution Transformer (EEL-2). | 1252-62 Dtd:06.04.2018
113 | M/s. Shree Datta Electriclas and Contractors, Gat No. 265 Opposite rattnappa Kumbahar Market Yard, Mauje Agar, Jayasingapur-416 120, (Post: Datta Nagar) Tal: Shirol, Dist. Kolhapur. | 25/63/100kVA 11/0.433kV (EEL-2) Distribution Transformer. | 9805-14 Dtd: 26.05.2018
79th VAC list
115 | M/s. SSK Cement Concrete Products, Sy. No.135-2, Tavaragera Sindhanur Road, Tavaragera-583279 Tq. Kustagi, Distsrict Koppal. | 1) 8Mtr PCC Pole 140Kg W/L. 2) 8Mtr RCC Pole 115 Kg W/L. 3) 9Mtr RCC Pole 145Kg W/L. 4) 8Mtr PSC Pole 200 Kg W/L. 5) 9Mtr PSC Pole 200Kg W/L. 6) 9Mtr RCC Squre Pole 150 Kg W/L. 7) 9.5Mtr RCC Pole 300Kg W/L. 8) 9Mtr PSCC 300Kg W/L. | 3022-32 Dtd:19.04.2018
116 | M/s.Jain Electrical Industry, Sy. No.499, Behind Bharat Petroleum Pump, Sindagi Road, Indi-586 209, District Vijaypur | 25kVA, 63kVA & 100kVA BEE 2 Star (5 Star) Rated EEL-3 Distribution Transformers. (Oil filled CRGO type. | 3061-70 Dtd:19.04.2018
117 | M/s. Kunth Conductors, No.13-14/1, Hanumanthappa Industrial Estate, Nayandhalli, Mysore Road, Bangalore-560039. | 1) Rabbit ACSR Conductor. 2) Weasel ACSR Conductor. | 3071-81 Dtd:19.04.2018
118 | M/s.Shree Metal Products, 6-6-54, Osman Gunj, Bidar-585 401 | 1) 11kV Horizontal Cross Arm with HTST. 2) 4/2 Pin Cross Arm, Special 3 Pin Cross Arms. 3) Pole Clamps, HTLT Supports, GI Pipes. 4) DP Set. 5) Double Pole TC Structure. 6) Guy Set, Spiral Earth Electrode, Anti Climbing Device | 3082-92 Dtd:19.04.2018
119 | M/s.Shirdi Sai Electricals, Ltd., Plot No.58 & 59, Industrial Development Park, Kadapa, Andhra Pradesh. | 1) 11kV /433V 25kVA/ 63kVA/ 100kVA/ 200kVA & 630kVA 4 Star rated (Level-2) Distribution Transformer. (Oil filled CRGO type). | 3202-12 Dtd:19.04.2018
2) 11kV/433V 25kVA/ 63kVA/ 100kVA/ 200kVA & 500kVA (Level-3) 5 Star Rated Distribution Transformer. (Oil filled CRGO type)
3) 5MVA/8MVA 33kV/11kV Power Transformer.
120 | M/s.Compaq International (P) Ltd., Village & P. O. Shadipur, Khajuri Road, Yamuna Nagar – 135 001, Haryana (India). | 1) 11kV Joints & Termination. | 3011-21 19.04.2018
2) 11kV Pin Insulator 5KN Polymeric.
3) 11kV Disc Insulators 45KN Polymeric.
4) 11kV Polymeric Lightning Arrester.
121 | M/s.Global Power Solutions, # 21/A, Deep Villa, 1st Main Road, Belmar Layout Near, Siddaganga High School, Rukmani Nagar, Nagasandra Post, Bangalore-560073. | AC & DC Distribution Board | 3093-3103 Dtd:19.04.2018
123 | M/s. Kalpa Electrical Pvt. Ltd., # 33/4, Industrial Area, Machohalli, Magadi Main Road, Bangalore-560091. Factory Address: No.133/4, Chikka Hanumanthaiah Industrial Area, Machohalli, Magadi Main Road, Bangalore-560091. | 1) LT Current Transformer. | 3189-79 Dtd:19.04.2018
2) HT Indoor Resin Cast CT up to 33kV. .
3) HT Indoor Resin Cast PT up to 33kV.
4) HT Outdoor Oil Cooled CT up to 33kV.
124 | M/s. Shree Pre-Stress, Sy No.623, S. Saradagi, Near Airport, Sedam Road, Kalaburagi. | 1)9.5Mtrs RCC Poles. 2) 9Mtr Sq. RCC Poles. 3) 9Mtr RCC Poles. 4) 8Mtr RCC Poles. 5) 9Mtr PSC Poles. 6) 8Mtr PSC Poles. 7) 8Mtr PCC Poles. | 3148-59 Dtd:19.04.2018
125 | M/s. Kabra Industries, Plot N. 23 & 24, Nandur Kesartagi, Gulbarga. | 1) 8/9/9.5Mtr RCC Poles. 2) 8Mtr PCC. 3) 9Mtr PSC Poles. | 3137-47 Dtd:19.04.2018
126 | M/s Aditya Pre-Stress First Floor-Narsimha Towers, # 96 Super Market Gulbarga. | 1) 9Mtr Square RCC Pole. 2) 9Mtr RCC Pole. 3) 8Mtr RCC Pole. 4) 8Mtr PSC Pole. 5) 9Mtr PSC Pole. 6) 8Mtr PCC Pole. 7) 9.5Mtrs RCC Poles. | 3104-14 Dtd:19.04.2018
127 | M/s. Devi Poles And Blocks Company, Sy. No.217 Goshala Road, Autonagar, Raichur-584 102. | 1) 9Mtrs RCC Poles. 2) 8Mtrs PCC Poles. 3) 9Mtrs PSC Poles. | 3115-25 Dtd:19.04.2018
128 | M/s. Nandi Poles & Allied Materials, Manufacturing Industry Plot No.296 I.A. Kolhar (K) Dist. Bidar | 1) 9Mtr RCC Pole. 2) 8Mtr RCC Pole. 3) 9Mtr PSC Pole. 4) 8Mtr PCC Pole. | 3126-36 Dtd:19.04.2018
129 | M/s. Sharavathy Conductors Pvt. Ltd., No.23, Bangalore Co-Operative Industrial Estate, 6th Mile, Old Madras Road, P.O. Box No.1609, Bengaluru - 560016. | 1) ACSR Weasel Conductor. | 3180-90 Dtd:19.04.2018
2) ACSR Rabbit Conductor.
3) ACSR Lynx Conductor.
4) ACSR Coyote Conductor.
130 | M/s.Vyoma Switchgear, No.33/A-Next to Asian Poins Godown-Peenya-II Phase Bangalore-560058 | 1) 11KV HT Metering Cubicle. | 5357-67 Dtd:30.04.2018
2) LBS Panels.
3) Metering and LBS.
4) LBS RMU.
5) 11kV CT/PT.
80th VAC List
131 | M/s.Nandi Poles & Allied Materials, Manufacturing Industry Plot No.296 I.A. Kolhar (K) Dist. Bidar. Ph. No.+91 9741648858 / 08472-223397. | 9.5Mtrs RCC Pole 350Kg W/L. | 9206-16 Dtd:24.05.2018
133 | M/s.Sutrave Electricals, Plot No. D-5, Kapnoor 1st Stage, Industrial Estate, Humnabad Road, Kalaburagi 585104. Ph. No.91 8123743588. | 1) 2 Pin Cross Arm. 2) 4 Pin Cross Aram. 3) DP Set. 4) DP TC Set. 5) Pole Clamp. 6) HT LT Single Top Supports. 7) Guy Rod. 8) Spiral Earth Electrodes. 9) 11kV Horizontal Cross Arms. 10) Earth Guarding (EG Stirrups). | 9217-27 Dtd:24.05.2018
134 | M/s.Multi Pressing, P.B. 27075, 54/C, Newly Formed Road, 4th Cross, Lalbag Road, Bangalore 560027. Ph. No.+91 9980757430 / 8880057430. | 1) Heat Srinkable Kits for Power Cables. 2) Al., Cu., BM Lugs and Inline Connectors. 3) Brass Cable Glands. 4) Maintenance Free Earthing Electrode. | 9195-205 Dtd:24.05.2018
136 | M/s. Paras Power Engineering Pvt. Ltd., Plot No.434, 12th Cross, 4th Phase Peenya Industrial Area Peenya, Bangalore-560 058. Ph. No. +91 9916924431. E-mail : paraspower2001@gmail.com. | 1) CTs and PTs Resin Cast/Oil filled for indoor applications up to 33kV Voltage Class. 2) CTs and PTs Resin Cast/ Oil filled for Outdoor applications up to 33kV voltage class. 3) 11kV HT Metering Cubicle. | 9239-48 Dtd:24.05.2018.
137 | M/s. K.L.N Enterprises, B.H. Road, Gauribidanur-561208. Ph. No.+91 7899550684 | 1) 11kV DP Sets. 2) DP TC Sets. 3) Horizontal X Arms. 4) 4 Pin X Arm. 5) 2 Pin X Arm. 6) Clamps. 7) Guy Sets. 8) EG Stirrup. 9) HTLT Support. 10) Special 3 Pin Cross Arm. | 9228-38 Dtd:24.05.2018
81st VAC List
138 | M/s.Venkat Switchgears No.150, 10th Main, 3rd phase Peenya Industrial Area- Bangalore-560058 +080-23722274. Mobil: 9448354274, 9844021560. | 11kV Indoor Resin cast Current Transformers 2) 11kV Indoor Resin cast Potential Transformers. | 14385-94 Dtd:26.06.2018
139 | M/s.Omega Switchgear, Site No.2, Kachohalli Industrial Area, Bangalore-5600091. mobile: +91 9902001155 / 9742400888. | 11kV 3 CT 3 PT Metering Cubicle. 2) 11kV 3 CT 3 PT Metering Cubicle with LBS. 3) 11kV VCB Panel. 4) 11kV HT 630Amp Load Break Switch /LBS panel. | 14399-409 Dtd:26.06.2018
142 | M/s.Venkat Switchgears No.150, 10th Main, 3rd phase Peenya Industrial Area- Bangalore-560058. | 1.11kV MV Metering & Switching Cubicle (With LBS). 2.11kV Metering Cubicle (Without LBS). 3. 11kV Switching Cubicle. | 14410-20 Dtd:26.06.2018
143 | M/s.M3 Electricals, Shop No.01, Osman Manzil, M. G. Road, Beside Food Zone, Kalaburagi-585105. Ph no. +91 8867777959 | 11kV Horizontal Cross Arm. 2) E.G Stirrups. | 16589-99 Dtd:04.07.2018
144 | M/s.Polycab Wires Pvt. Ltd., Polycab House, 771, Magul Lane, Mahim (W), Mumbai - 400016. Ph. +91 9880751250 / 022-67351400 | 1) HT XLPE Cable 6.35/11kV(E) 3Cx400Sq.mm. 2) LT XLPE Al. Cable 1.1kV Grade. a) 3.5Cx400Sq.mm. | 16600-11 Dtd:04.07.2018
145 | M/s.Polycab Wires Pvt. Ltd., No.771, P.S. Marg Mahim (W), Mumbai – 400016. Works /Factory M/s.Polycab Wire Pvt. Ltd., Plot No.67-72, Noorpura Taluk Halol Dist.-Panchmahal-389211, Gujrat.. Ph. +91 9880751250 / 022-67351400. | 1)HT XLPE Cable (6.35/11kV (E) ) a) 3Cx240Sq.mm b) 3Cx95Sq.mm. | 16612-22 Dtd:04.07.2018
146 | M/s. Popular Switchgears Pvt. Ltd., Block No.298/D, Mouje Vilalge Lasundra Taluk Savali, District Vadodara. Gujarath. Ph. No.+91 9322222950 / 022 40411101. | 33kV Control & Relay Panel. | 16623-32 Dtd:04.07.2018
148 | M/s.SBEE Cables (India) Ltd., Bangalore No.29, JCW Industrial Area, 11th KM, Kanakpura ®, Banglaore-62 Ph. No.080-26662172/26667339/ Mobile:9448992225,9632996707 | 1. Control Cables (LT): a). 19x2.5 Sq.mm C b). 4Cx6.0 Sq.mm c.) 4Cx2.5 Sq.mm d.) 2x2.5 Sq.mm. 2.AB Cables: 1.1 kV, 3Cx95 +1Cx70 +1C x16 S.qmm XLPE Insulated Aerial Bunched cable. 3. Power Cable a). 4 core x 16 sq.mm LT PVC cable b). 3.5 core x50 sq.mm LT PVC c). 4 Core x 16 sq.mm LT XLPE. | 16633-43 Dtd:04.07.2018
d). 3.5 Core x 50 sq.mm LT XLPE. e). 3.5 Core x 240 sq.mm. LT XLPE. f). 3.5 Core x 95 sq.mm LT XLPE. 4. Lead wires (LT) a). 1x120 sq.mm, PVC insulated 1100V cable. b). 1x185 sq.mm. PVC Insulated 1100VCable.
GULBARGA ELECTRICITY SUPPLY COMPANY LIMITED
Approved Vendors in GESCOM as on
Sl. No. | Name and Address of the firm | Approved Materials | Approval OM No. & Date
82nd VAC List Meeting Dtd:30.08.2018
1 | M/s. Shubham Comtech & Exports Pvt. Ltd., Plot No.84-85, BJLR – KIADB Jigani Industrial, Area, Anekal Taluk, Bangalore-560105. Ph.No.+91 9880291456 / 08110-415642. | 1)33kV Horizontal Cross Arm. 2) 33kV V-Shape Cross Arm. 3) 11kV 2 Pin Cross Arm. 4) 11kV 3 Pin Cross Arm. 5) 11kV 4 Pin Cross Arm. 6) GI Pipe Earth Electrode. 7) CI Pipe Earth Electrode.. | 29184-94 Dtd:04.09.2018
2 | M/s.Sharavathy Conductors Pvt. Ltd., Bangaluru.Unit-I: No.23, Bangalore Co-operative Industrial Estate 6th Mile, Old Madras Road, P.O. Box No. 1609, Bengaluru-560016. Unit-II : No.4B, KIADB Industrial Area, Chokkanahally, Bangalore Rural District-562 114. Ph.No.91 80 28510775/ 28510359 | 1. ACSR Weasel Conductors. 2. ACSR Rabbit Conductors | 29163-73 Dtd:04.09.2018
3 | M/s. Umashankar Industries, Sy.No.12/1, Sultanpur Village near Budugumpa Cross, Tq & Dist. Koppal | 1. 9Mtr PSC WL 200 Kg Pole. 2. 8Mtr PCC WL 140 Kg Pole. 3. 8Mtr RCC WL 115 Kg Pole. 4. 9Mtr RCC WL 145 Kg Pole. 5. 9Mtr RCC Square WL 150 Kg Pole | 29030-40 Dtd:04.09.2018
4 | M/s.Manchukonda Prakasham Industries India Pvt. Ltd., Manchukonda House, D.No.6-3-347/12/A/12/3, Dwarakapuri Colony, Panjagutta, Hyaderabad-500082, Telangana, Survey No.70, GUDURU (Village), Bhongiri (T.Q), Telangana-50/126 Ph.040-44507070 | 1) 9.Mtr RCC Poles145 Kg W/L 2) 9.0Mtr PSC Pole 200 Kgs W/L | 31241-52 Dtd:15.09.2018
5 | M/s. Shiva Concrete Products, Works: Sy No. 295,296,299 Halli Sagar Village-Kannya Kollur Road-Shahapur-585 22 08472-257449/ Mobil:9945249993 | 1. 8Mtr RCC Pole 115 Kgs W/L 2. 9Mtr RCC Pole 145 Kgs W/L 3. 9 Mtr RCC Pole 150 Kgs W/L 4. 9.5 Mtr RCC Pole 350 Kg W/L 5. 8 Mtr PCC Pole 140 Kgs W/L 6. 8Mtr PSC Pole 200 Kgs W/L 7. 9 Mtr PSC Pole 200 Kgs W/L 8. 9.5 Mtr RCC Pole 300 Kgs W/L | 29174-83 Dtd:04.09.2018
6 | Office addres: M/s.Klassik Klonec Systems Pvt. Ltd., 842/1, 80 feet Road 29th Main 33rd Cross, Poornapragna layout, Uttarhalli, Bangalore-560061 Mobile no+91 9845035944 Factory Address: M/s.Klassik Klonec Systems Pvt. Ltd., 29/A,Phase-1, KIADB Indl Area, Hosur Road, Malur-563130, Kolar Dist:Karnatak. | 1) Deep Drawn Single Phase Meter Box 2) Deep Drawn DTC (ETVM) Meter Box. | 29052-61 Dtd:04.09.2018
7 | M/s.Mahalakshmi Enterprises, Sy. No.354, 1+3B2, Bennihalli, Mundargi Tq. Gadag. Ph.No.+91 9620459888 / 9880292888. | 1) 9Mtr RCC Poles 145Kg W/L. 2) 8Mtr RCC Poles 115Kg W/L. 3) 9Mtr PSC Poles 200Kg W/L. 4) 8Mtr PSC Poles 200Kg W/L. 5) 9Mtr Sq. RCC Poles 150Kg W/L. 6) 8Mtr PCC Poles 140Kg W/L. 7) 9.5Mtr. RCC Poles 300Kg W/L. | 31229-40 Dtd:05.09.2018
8 | M/s. ATC Ceramics Murari Nagar, G.T. Road Opp. Roadways Bus stand Khurja-2 01313. | 1) 11Kv, 45KN Composite Polymeric Disc insulator 2) 11Kv, 5KN Composite Polymeric Pin insulator 3) 33Kv, 10 KN Composite Polymeric Pin insulator 4) 33Kv, 70 KN Composite Polymeric Disc insulator 5) 11kV, 200Amps Drop Out fuse/HG fuse unit 6) 11Kv GI Pins 7) 1.1Kv LT GI Pins | 29118-28 Dtd:04.09.2018
9 | M/s.Hi-Power Transmissions, Mallappa’s New Market, 1st Floor, No.663, Chickpet, Bengaluru-560053. | 1) 11kV Isolators. 2) 33kV Isolators. 3) 11kV HG Fuse Unit. 4) DOLO Cutout.. | 29041-51 Dtd:04.09.2018
10 | M/s. Chaitanya Electric Company, No.2 B.M Shankarappa Estate, Telecom Layout Road, Sunkadakatte, Bangalore-5600091. Mobile No:+91 9945833644 | 1) 25kVA, 63kVA, and 100kVA 4 Star Rated Level-2 Distribution Transformer | 29062-72 Dtd:04.09.2018
11 | M/s.Shree Sharanabasaveshwara Fabricators, Shed # C-1, KSSIDC-Kapnoor Industries Estate-Gulbarga-585 104 Ph.+91 94480 92777. | 1) HG Fuse Unit 2) LT Protection Kit 3) 11kV Class 200Amps GOS Set. | 29073-83 Dtd:04.09.2018
12 | M/s. Sahyadri Electro Controls (I) Pvt. Ltd., No.10,Vinay Complex, Ganapati Nagar, Rajagopala Nagar Main Road, Peenya 3rd Phase Bangalore-560058 080-41492637. | Annunciation Panel/Desks | 29084-94 Dtd:04.09.2018
13 | M/s.Prakash Metal Products, Ayodhya Vilalge, Near Kempageri, Karwar Road, Hubli-580 024. +91 9448123024. | 1) 25kVA EEL-3 (5 Star Rated) Distribution Transformer. 2) 63kVA EEL-3 (5 Star Rated) Distribution Transformer. 3) 100kVA EEL-3 (5 Star Rated) Distribution Transformer. | 29095-105 Dtd 04.09.2018
14 | M/s. Vijay Vidyuth Udyog, # 10, Survey No.168/1, Machohalli, Dasanapura Hobli, Magadi Road, Bengaluru-560091. | 25/63/100kVA BEE 4 Star Rated Distribution Transformer | 29106-17 Dtd:04.09.2018
15 | M/s.Shakti Industries, Asundi Kajjari Road, Near Syngenta Seeds, Co., at Po. Asundi Viilage Tq. Ranebennur Dist. Haveri | 1) 8Mtr PCC 140 Kg WL Poles. 2) 8Mtr PSC 200 Kg WL Poles. 3) 9Mtr PSC 200 Kg WL Poles. 4) 8Mtr RCC 115 Kg WL Poles. 5) 9Mtr RCC 145 Kg WL Poles. | 29129-39 Dtd:04.09.2018
16 | M/s.Vijay Vidyut Udyog, # 10 Survey No.168/1, Machohalli, Dasanapura Hobli, Magadi Road, Bengaluru-560 091. | 63kVA, 100kVA, 250kVA & 500kVA, 11kV/433V, 3 Phase, EEL-3 (Star Rating 2) Distribution Transformers. | 29140-51 Dtd:04.09.2018
17 | M/s.Sri.Datta Sai, Cement Concrete Products, S. R. No.19, BAsinepally (V), Gooty Mandal, Ananthpur District AP. | 1) 9Mtr PSCC Poles 300Kg W/L 2) 9Mtr PSC Poles 400Kg W/L | 29152-62 Dtd:04.09.2018
83rd VAC List Meeting dtd:24.11.2018
Sl. No. | Name and Address of the firm | Approved Materials | Approval OM No. & Date
1 | M/s. Umashankar Polymer industries, Polt No.SPL-29, KSSIDC Industrial Estate, Hosalli Camp, EJ Sindhanoor Ph No: 9036067812/9739384442. | 1) 11kV, 5KN Polymeric Pin Insulators. 2) 11kV, 45KN Polymeric Disc Insulators. | 50117-27 Dtd:10.12.2018
2 | M/s. Shubham Comtech & Exports Pvt. Ltd., Plot No.84-85, BJLR – KIADB Jigani Industrial, Area, Anekal Taluk, Bangalore-560105. | 1) Spiral Earth Electrodes. 2) Guy Wire. 3) GI Wire. | 50430-40 Dtd:10.12.2018
3 | M/s. Mahalakshmi Transformers, # 16, 13th Cross, Kareemsab Layout, Hegganahalli, Peenya 2nd Stage, Bangalore-560091. Ph. No.9845862604 / 080 28365827. | 1) 25kVA 5 Star Rated Distribution Transformers. 2) 250kVA 4 Star Rated Distribution Transformers. | 50286-96 Dtd:10.12.2018
4 | M/s. Mahalakshmi Cables & Swithgear Co. No. 33/3A, 2nd Cross Agrahara Dasarahalli, Magadi Main Road, Bangalore-560079. | 1) 11kV 400A GOS. | 50319-29 Dtd:10.12.2018
5 | M/s. Jain Electrical Industry Sy.No.499, Behind Bharat Petroleum Petrol Pump Sindagi Road, Indi-586209. Ph.No:+ 08359-222019./9448129016. | 25kVA, 63kVA and 100kVA BEE 5-star(star-2)rated ,level-3 (oil filled CRGO type) Distribution Transformers. | 50140-58 Dtd:10.12.2018
6 | M/s.Hi-Power Transmissions, Mallappa’s New Market, 1st Floor, No.663, Chickpet, Bengaluru-560053. Ph.No:+91 9448477560 / 080 4128001. | 1) LT Protection Kit 2) Earthing Pipe 40mm Dia 2.5 Mtr Long 3) Sprial Earth Electrode 4) Cast Iron Pipe 100mm Dia 13mm Thichness 5) MS/GI Earthin strips 6) Tension Clamp 7) Suspension Clamps 8) PG Clamps 9) T Clamps 10) Pad Clamps 11) Post Top Clamps 12) 33kV HG Fuse Unit | 503415-51 10.12.2018
7 | M/s.Oblum Electrical Industries Pvt. Ltd., A-16 & 17 Assisted Private Hyderabad-500037. | 1) 9kV,5KA Distribution class Polymeric Surge arrestor. 2) 9kV, 10KA class-2 Polymeric Surge arrestor. 3) 30kV,10KA Distribution class-2 Polymer Surge arrestor. | 50352-62 Dtd:10.12.2018
8 | M/s.BEST INFRA 49-266/4A, Padma Nagar, Pjase-I Chintal, Balareddy Nagar, Hyderabad-500049. | 1) BPL Kit (BPL Service Connection Materials) | 50363-73 Dtd:10.12.2018
9 | M/s. Vidarbha Hardware Industries, 45 Adarsh Colony, Gaurakshan Road. Near Hindu Dyanpeeth Convent, P.O. Box No. 158 Akola MH | 1) GI Wire 6SWG/8SWG/10SWG 2) GI Stay Wire7 /8SWG, 7/10 SWG. 3) GI Barbed Wire. 4) Pipe Type Earthing. | 50441-51 Dtd:10.12.2018
10 | M/s. Elkay Telelinks Ltd., Unit-I: Plot No.141, Sector-24, Faridabad – 121005 (Haryana). Unit-II: Opp: Plot No.84, Sector-25, Faridabad – 121005 (Haryana). Ph+91 8447730458 / 011-45035357. | LT Aerial Bunched Cables. (3Cx95 + 1 Cx16 + 1Cx 70 Sqmm) | 50308-18 Dtd:10.12.2018
11 | M/s. Kanyaka Parameshwari Engineering limited Sy.No. 773, Opp: Ganesh Mandir Rudraram Patancheru-502329 Rudraram Village Medak District. Ph No: 9848777056/ 9640655500 | 25 KVA,63 KVA, 100 KVA rated Level -2 & 3 Distribution Transformer | 50452-62 Dtd:10.12.2018
12 | M/s. N.K. Industrial Company No 338 3rd A main road 7th cross 9th phase W.C.R Rajajinagar Industrial town Bangalore-560044 Ph.No:+ 09148863900 | 1) 2 Pin cross Arms 2) 4 Pin cross Arms 3) Double pole structure sets 4) Double pole Transformer Structure sets 5) Pole Clamps 6) HT LT Structure Line Materials. 7) Test Terminal Blocks | 50374-84 Dtd:10.12.2018
13 | M/s. Pooja Enterprises No 13/1 Ist Floor, Righi side 6th cross, Magadi Road Gopalpuram opp:Arunmarble, Bangalore-560023, Ph.No:+ 09148863900 | a) SMC Aerial Fuse Board b) Test Terminal Block | 50385-95 Dtd:10.12.2018
14 | M/s. Shree Mallikarjun Engineering Works, Gas Factory Cross, New Belur Road Dharwad-580008 Ph No: 9448222007/0836 2777028.. | 1) 2 Pin Cross Arms 2) 4 Pin Cross Arms 3) 11kV Horizontal Cross Arms, 4) 33kV Horizontal Cross Arms, 5) RCC pole Clamps, 6) PCC pole Clamps, 7) PSC pole Clamps 8) Double Pole TC Set, 9) Double Pole DP Set, 10) EG Stirrup 11) Top Support, 12) 3 Pin Cross Arms, 13) Guarding, 14) Guy Rod | 50396-406 Dtd:10.12.2018
15 | M/s.Jabshetty Transformers Plot No:73, Survey No:40/1 KIADB Industrial Estate Kapnoor 2nd stage Kalaburagi- Karnataka-585104 Ph.No.9739632889/ 9743317777. | 25,63kVA & 100kVA 4 Star Rated level-2 Distribution Transformers | 50129-39 Dtd:10.12.2018
16 | M/s. TPC Techno Power Corporation LLP Unit-I: No.342B, 9th Cross, 4th Phase, Peeny Industrial Area, Peenya, Bangluru-560058, Unit-II No.25/A2nd Phase, Peenya INDL, Area Bangluru-560058 Ph.No:040-44507070 | 25,63,100kVA 4-Star level-2 Distribution Transformer | 50297-307 Dtd:10.12.2018
17 | M/s.Vithal Rukmini General Engineering Industries, KSSIDC, 2nd Stage Kapnoor Industrial Estate, Gulbarga Ph.No:+91 8971209149 | 1) 2 Pin X Arms. 2) 4 Pin X Arms. 3) RCC /PCC pole Clamps. 4) Special 3 Pin X Arms. 5) HT Top Support. 6) LT Top Support. 7) Spiral Earth Electrode. 8) Horizontal X Arms. 9) DP Set. 10) TC Set. 11) Guy Rod. 12) LT Tamper Proof Box. 13) DTC Metering Box. 14) Distribution Box. | 50407-17 Dtd:10.12.2018
18 | M/s. Sicame India Connectors Pvt. Ltd. Survey No.473/1 (Part), No.96, Sirkundram Village, Chengalpet Taluk, Sirkundram-603 108 Kanchipuram District. Ph.No:+91 9884836488. | AB Cable Accessories. 1) Anchoring Clamps. 2) Suspension Clamp Assembly. 3) Insulating Piercing Connectors. 4) Insulating Piercing Multiport Connectors. 5) Mid Span Joint. Medium voltage covered conductor. 1) Anchoring Clamps. 2) Suspension Clamp Assembly. 3) Insulating Piercing Connectors. 4) Insulating Piercing Multiport Connectors. 5) Mid Span Joint. | 50418-28 Dtd:10.12.2018
19 | M/s. Peacock Industries, S.R No.61/1, Narayanapur (Post), Togarikatte Panchayath-583131, Harapanahalli (Tq), Davanagere District. Ph.No:+91 9448043405 | 1) 9Mtr RCC Poles 145Kg W/L. 2) 8Mtr RCC Poles 115Kg W/L. 3) 8Mtrs PCC Poles 140Kg W/L. 4) 9Mtrs PSC Poles 200Kg W/L. 5) 8Mtrs PSC Poles 200Kg W/L. 6) 9Mtr Square Poles 150Kg W/L. 7) 9Mtr PSCC pole 300kg W/L. | 50429-39 Dtd:10.12.2018
20 | M/s. Shivaram Industries, Near Shivaram Campus, Pala Badami Road, ¦(Narsapur), Betageri – Gadag-582 102 Tq. & Dist., Gadag. +91 9448133320/ 9538320895 / 9448146768 | 1) 8Mtrs PCC Poles W/L 140kg 2) 8Mtr PSC Poles W/L 200kg 3) 8Mtr RCC Poles W/L 115kg 4) 9Mtr RCC PolesW/L145kg 5) 9Mtr PSC Poles W/L 200kg. | 50330-40 Dtd:10.12.2018
84th VAC List Meeting dtd:07.02.2019
Sl. No. | Name and Address of the firm | Approved Materials | Approval OM No. & Date
21 | M/s. Nagashree Enterprises, # 02 Mallaya Industrial Area, Kereguddadahalli, Bangalore – 560090. Ph:+91 9986637886 / 9449732909 | 1) 25kVA and 63kVA 4 Star Rated CRGO type, Distribution Transformers. 2) 100kVA and 250kVA 5 Star Rated CRGO type, Distribution Transformers | 65717-26 Dtd:16.02.2019
22 | M/s. B.M.G. Transformers # 15,216 Sy.No. 34/3 Kadabagere Dasanapur Hubli, Opp K.K. School Bangalore North-562130 Tele:080-28536386/ Mobile:9448622534 /9880869024 | 1) 25kVA, 63kVA & 100kVA 4 star Rated CRGO type, Distribution Transformer 2) 100kVA 5 Star Rated CRGO type, Distribution Transformers.. | 65707-16 Dtd:16.02.2019
23 | M/s. Electro Fab B-462, Industrial Estate, 2nd Gate, Gokul Road, Hubli-580030, | 1) 25/63/100 kVA T.C Sets 2) 11kV Horizontal Cross Arms 3) 2 Pin Cross Arms 4) 4 Pin Cross Arms 5) 11kV D.P. Sets 6) Pole Clamps 7) Guy Sets 8) Spiral Earth Electrodes 9) 11kV & 1.1 kV G.I Pins 10) Earthing Pipes 11) 33 kV Horizontal Cross Arms 12) 33 kV D.P Sets | 65607-16 Dtd: 16.02.2019
24 | M/s. Unimag Power Transformer Pvt. Ltd., 26/A, II Phase, Peenya Industrial Area, Bangalore-560058 Phone:+ 91-80-2839 6184,7899753271 | 1) 2500 kVA 4 star rated, level-2 CRGO type, Distribution Transformer 2) 500kVA 5 Star rated CRGO type, level-3 Distribution Transformers | 65486-96 Dtd: 16.02.2019
25 | M/s. National Transcare. Sy.No.17/4, Opposite Agriculture College, Lingasugur Road Raichur Ph: 7795888032/ 9481360625. | 1) 25 kVA ,63kVA and 100kVA 4-Star rated CRGO type, Level-2, Distribution Transformer. | 65667-76 16.02.2019
26 | M/s. Classic Technolines Pvt. Ltd. “Technolines House”#13/15, 1st Cross, Mysore Road, Bangalore-560026, Plot No. 9A, Phase II, sector-1, KIADB industrial Area, Bidadi-562 109, Ramanagara Taluk Ph.No:080 26750401 | 1) 25 kVA,63 kVA, 100 kVA, 250 kVA and 500kVA CRGO type, Distribution Transformers EEL-2 ( 4 Star ) 2) 25 kVA, 100 kVA and 250 kVA CRGO type, Distribution Transformers (5 Star ) | 65597-606 Dtd:16.02.2019
27 | M/s. Patil Cement Pipe Industries plat No: 256 KIADB Industrial Area, Kolhar, Bidar District. Mobil:9422215559-7760772525 | 1) 8 Mtrs W/L 140Kg PCC Poles 2) 8 Mtrs W/L 115Kg RCC Poles 3) 9 Mtrs W/L145Kg RCC Poles 4) 8Mtrs W/L 200Kg PSC Poles 5) 9 Mtrs W/L 200Kg PSC Poles | 65587-96 Dtd:16.02.2019
28 | M/s.Dynamic Cable Ltd., F-260, Road No.13 V.K.I. Area Jaipupr-302013. | ACSR Conductors: 1) ACSR Rabbit Conductor. (Size Al 6/3.35mm+ST 1/3.35mm) 2) ACSR Weasel Conductor (Size Al 6/2.59 mm+ST 1/2.59mm) Aerial Bunched Cables: 3) 11kV HT AB 3Cx95+70Sq.mm. 4) 11kV HT AB 3Cx120+95Sq.mm. Power Cables: 5)11kV XLPE 3Cx240Sq.mm. | 65577-86 Dtd: 16.02.2019
29 | M/s. Nitya Electrocontrols Pvt. Ltd., C 47, Sector 81, Noida-U.P.- 201305 Phone:+ 0120-4057600/08744007905 | 1) Deep Drawn 1 Phase Metal Meter Box 2) Deep Drawn 3 Phase Metal Meter Box 3) Deep Drawn 1 Phase SMDB 4) Deep Drawn 3 Phase SMDB 5) LT Distribution Box with MCCB for 25kVA. 6) LT Distribution Box with MCCB for 63kVA 7) LT Distribution Box with MCCB for 100 kVA 8) LT Distribution Box with MCCB for 250 kVA 9) LT Distribution Box with MCCB for 315 kVA 10) LT CTs Metering Cubical for three phase meter along with CTs. | 65567-76 Dtd: 16.02.2019
30 | M/s. Shree Datta Electricals & Contractors Gat No. 265 Opp Rattnappa Kumbhar Market Yard, Mauje Agar, Jaysingapur-416120, (Post: - Datta Nagar) Tal: - Shirol, Dist: - Kolhapur. Ph: (02322) 222150/9822043719 | 25kVA,63kVA, 100kVA and EEL-2 (4-Star) CRGO type, Distribution Transformer | 65557-66 Dtd:16.02.2019
31 | M/s.Aldrick Power System Pvt. Ltd., No.96 2nd cross Pipe line road Prem nagar Lagere Bangalore-560058. Mobil:9538893337 | 1) 11kV HT Metering Cubicle panel 2) 11kV 630A LBS Panel 3) LT Feeder Piller Panel | 65506-16 Dtd:16.02.2019
32 | M/s. Vyoma Switchgear, No,33/A-Next to Asian Poins Godown-Peenya-II Phase Bangalore-560058 Ph: 080- 28392416/9844062416 | 1). 11kV HT Metering Cubicle 2) LBS Panels. 3) Metering and LBS 4) LBS RMU 5) 11kV CT/PT | 65547-56 Dtd: 16.02.2019
33 | M/s.Kailash Transformers Pvt. Ltd., # 23,-KIADB – 1st Stage, Kapnoor Industrial Area Kalaburagi 585 104 Ph: 08472 -258349 | 25kVA, 63kVA and 100kVA BEE 4 Star Energy Efficiency Level-2 CRGO type, Distribution Transformers | 65537-46 Dtd: 16.02.2019
34 | M/s. AMAR INDUSTRIES Plot No R-9 to R-12, KSSIDC limited Industrial Estate, EJ Hosali camp Sindhanur-584128, Tele:0835-274224/ Mobil:953861911 | 25kVA ,63kVA & 100kVA BEE 4 Star Energy Efficiency Level-2 CRGO type, Distribution Transformers | 65527-36 Dtd: 16.02.2019
35 | M/s. Deco Steel Works R-14, Industrial Estate, M.T Sagar, First Gate, Gokul Road, Hubli-580030, Mobile :9448114041 | 1) 25/63/100 kVA T.C Sets 2) 11kV Horizontal Cross Arms 3) 4 Pin Cross Arms 4) 11kV D.P. Sets 5) Pole Clamps 6) Guy Sets 7) Spiral Earth Electrodes 8) 11kV & 1.1 kV G.I Pins 9) 33 kV Horizontal Cross Arms 10) 33 kV D.P Sets 11) Earthing Pipes | 65617-26 Dtd: 16.02.2019
36 | M/s.VGB Cement Works KIADB Plot No:112 Nagasamudra, Narasapur Betageri-582102 Dist:Gadag Mobil No: 9901545364/ 9448135641. | 1)8 mtr Long RCC Pole W/L 115 kg 2) 9 mtr Long RCC Pole W/L 145 kg 3) 9.5 mtr Long RCC Pole W/L 350 kg 4) 8 mtr Long PCC Pole W/L 140 kg 5) 8 mtr Long PSC Pole W/L 200kg 6) 9 mtr Long PSC Pole W/L 200 kg | 65657-60 Dtd: 16.02.2019
37 | M/s. Shanti Insulated Cable Co., C/o Arihant Cable Corporation No.68, A.M Lane, Chickpet, Bangalore-560053 Ph:080-22262116, 080-41249050 Factory Address M/s. Shanti Insulated Cable Co., MFG. of :- PVC Wires & Cables B-24/1, Jhilmil Industrial Area, Shahdara, Delhi-110095 | 1.1kV Class 2Cx4Sqmm PVC insulated and Sheathed Armoured Cable with Aluminum conductor. 2) 1.1kV Class 3.5C x400 Sqmm PVC Insulated and Sheathed Armoured Cable with Aluminum Conductor. 3)1.1kV Class 4Cx185 Sqmm PVC insulated and sheathed Flexible cable of copper conductor | 56647-56 Dtd:16.02.2019
38 | M/s. KELI FLEX CABLES C/o Arihant Cable Corporation No.68, A.M Lane, Chickpet, Bangalore-560053 Ph:080-22262116, 080-41249050 Factory Address M/s. KELI FLEX CABLES Mfrs.: P.V.C Wires, Cables & Electrical Goods, A-34, 2nd Floor, Jhilmil, Ind. Area, Shahdara, Delhi-110095. | 1) 1.1kV Class 2Cx0.5 Sqmm PVC insulated Unsheathed flexible cable with copper conductor. 2) 1.1kV Class 1Cx0.5 Sqmm PVC insulated sheathed flexible cable with copper conductor. | 56637-46 Dtd: 16.02.2019
39 | M/s. Excel Wires & Conductors Plot No.57, Belur Industrial Growth Center Belur-Dharwad-580011, Mobile :9448117842 | a) ACSR Rabbit Conductor (size Al 6/3.35mm +ST 1/3.35mm) b) ACSR Weasel Conductor (size Al 6/2.59mm+ST 1/2.59mm) c) ACSR Coyote Conductor (size Al 26/2.54mm+ST 7/1.90mm). | 65627-36 Dtd: 16.02.2019
40 | M/s.Universal Cables Limited 287,15th Main, RMV Extn. Sadashiv Nagar, Banglore-560080. M/s. Universal Cable Limited P.O Birla Vikas, Satna-485005 Madhya Pradesh Ph:080-23612484/23619983 | 1) HT XLPE Cables a) 3C x95 Sq mm b) 3Cx240 Sq.mm c) 3Cx 400 Sq.mm d) 1x 1000 Sq.mm 2) HT AB Cable a) 3x95 Sq.mm +1x70 sqmm | 65677-86 Dtd: 16.02.2019
41 | M/s.Kailash Transformers Pvt. Ltd., # 23,-KIADB – 1st Stage, Kapnoor Industrial Area Kalaburagi 585 104 Ph:+91 08472 - 257449. | 1) 250kVA, CRGO type, Distribution Transformer EEL-2 (4-star) 2) 250kVA CRGO type, Distribution Transformer EEL3 (5- star) | 65697-706 Dtd: 16.02.2019
42 | M/s. Mahalakshmi Transformers #16, 13thCross, Kareemsab Lauout, Hegganahalli, Pennya 2nd stage, Bangalore-560091. Ph.No:+080-23481091/ Mobil:9845862604 /9900521604 | 63kVA, 100kVA and 250kVA, EEL-3 (5 Star) CRGO type, Rated Distribution Transformers | 65687-96 Dtd: 16.02.2019
43 | M/s. J.M. Electrical Works Holagundi road Huvinahadagali-583219. Survey No.224/C/3, Holagundi Road Near By JSS College, Huvinahadagali Town and Taluk, Ballari. Mobil No: 9902371432 | 1) 25kVA, 63kVA and 100kVA 4 Star rated CRGO type, distribution transformer EEL-2 2) 25kVA, 63kVA and100kVA 5 Star Rated CRGO type, distribution transformer EEL-3 | 65497-506 Dtd: 16.02.2019
85th VAC List Meeting dtd:15.03.2019
45 | M/s. Sri Sairam Power Controls # 1/4, Lakshmaiah Industrial Layout Abbigere Bangalore-560090. Mobil No: 080-23253811/9449149000 | 1) 25kVA, 100kVA and 250kVA 5-star rating EEL-3 CGRO Core Distribution Transformer. 2) 63kVA, 4-star rating EEL-2 CRGO Core Distribution Transformer | 75178-88 Dtd:28.03.2019
46 | M/s. Shree Datta Electricals & Contractors Gat No. 265 Opp Rattnappa Kumbhar Market Yard, Mauje Agar, Jaysingapur-416120, (Post:- Datta Nagar) Tal:- Shirol, Dist:- Kolhapur Ph: (02322)222150/ 9822043719 | 1) 200kVA 3Phase CRGO Core Aluminum Wound EEL-2 (4-Star) Distribution Transformer 2) 100 KVA,3 Phase CRGO Core Aluminum Wound EEL-3 (5-Star) Distribution Transformer | 75146-56 Dtd:28.03.2019
47 | M/s.Vignesh Vidyuth Controls No.55, 17th cross (old 20th cross), Doddanna Industrial Area, Pennya 2nd stage, Bangalore-560091. Mobil:9845134612/ 9886634612 | 25kVA, 11000/433V, 3 Phase CRGO Core Aluminum Wound Distribution Transformer Level-2 (4- Star) | 75135-45 Dtd: 28.03.2019
48 | M/s. Chaitanya Electric Company No.2, B.M. Shankarappa Estate, Telecom Layout road, Sunkadakatte, Bangalore-56091 Mobil: 9945833644. | 1)25,63,100,250 & 500 KVA EEL-3 (2 Star) CRGO type, Distribution Transformer 2) 250 & 500 kVA (1 Star) EEL-2 CRGO type Distribution Transformer | 75125-34 Dtd: 28.03.2019
49 | M/s.Prime Cable Industries E-894 & 895 DSIDC, Indutrial Area, Narela, Delhi- 110040 Mobile :011-47053338. | 1) 3.5C x 25 sq.mm,1.1kV LT XLPE Aluminium Armoured Power Cable. 2) 3C x 95+1C x 16+1C x 70 sq.mm, 1.1 kV LT Aerial Bunched Cable. | 75157-67 Dtd:28.03.2019
50 | M/s. OM Sai Industries Plot No: 33, Phase-II Main road, IDA Cherlapally Hyderabad-500051, Telangana. Mobil:9848577733 | 1) 33kV Tower Parts with Nuts & Bolts | 16672-82 26.04.2019
86th VAC List Meeting dtd:09.05.2019
Sl. No. | Name and Address of the firm | Approved Materials | Approval OM No. & Date
51 | M/s. Prakash Metal Products Unit-1: Sy.No. 101//B/3, Ayodhya Village, Near Kempageri, Karwar Road, Hubli,. | 11kV 200 A Single Breaker GOS (Polymeric) | 12608-18 Dtd:22.05.2019
52 | M/s.Kailash Transformers Pvt.Ltd., # 23, KIADB Industrial Area Ist Stage, Kapnoor, Gulbarga. Ph:08472-258349 | 1) Distribution Transformer 25kVA, 63kVA and 100kVA Al. wound Amorphous Core EEL-3. | 12082-92 Dtd:20.05.2019
53 | M/s.K.V. T Associates plotNo. 89 P1, 2 nd stage, Mundargi Industrial Area, KIADB, Bangalore road, Ballari-583 102. | 1) 4 Pin Cross Arms 2) 2 Pin Cross Arms 3) LT Top support 4) 11Kv Horizontal Cross Arms 5) HT Top Support 6) Pole Clamps 7) Double pole TC set 8) H Frame set 9) DP set 10) EG Stirrup 11) Guy set 12) Spiral Earth Electrode 13) Earthing pipe 14) Road Crossing Riser 15) Special 3 pin cross arms 16) 33 KV Horizontal cross arms 17) 33Kv Top support 18) 33Kv Guy set 19) 33Kv DP SET 20) 33kv KV shape cross arms | 11345-55 Dtd:16.05.2019
54 | M/s. Cauvery Power Controal Sy. No. 32/2, Chennaiah Badavane, Anibesent School Road, Gollarahatti, Magadi Main Road. Ph: 9880922686/ 9741122686 | 25kVA, 63kVA and 100kVA, 0.433kV, 4 Star Rated (EEL-2/Star-1) Aluminium Wound, Non sealed type, CRGO core, Distribution Transformer | 11509-19 Dtd:17.05.2019
55 | M/s.GSC Transformer Industries sy No.266/5, Shirur, Tal, Dist: Bagalkot, State: Karnataka-587101, Ph +9535655308 /9535085513 | 1) 25kVA, 63kVA, and 100kVA, Aluminum wound CRGO Core, EEL-2 Distribution Transformers. 2) 25kVA, Aluminum wound CRGO core EEL-3 Distribution Transformers. | 11334-44 Dtd:16.05.2019
55 | M/s.Devi Poles & Blocks Company Co. Sy No:217 Goshal Road Auto nagar Raichur-584101. Mobil:9342844715 | 1) 8Mtrs W/L 115Kg RCC Poles | 11531-41 Dtd:17.05.2019
56 | M/s. Raikar Electric Company No-19/20, Raghvendra Industrial Estae, Tigalarapalya Main road, Bangalore-560058 Ph:080-65659654/9845169654 | 25kVA, 63kVA, 100kVA and 200kVA Non sealed type, Aluminium wound, CRGO core, EEL-2 (4 – Star Rated) Distribution Transformers | 11498-508 Dtd:17.05.2019
57 | M/s.Maruthi Electrical & Engineering Work Near Jnanabharathi School Holalkere road, Chitradurga-577501. Mobile: 08194-224499/9448169800. | 25kVA/63kVA, and 100kVA 4 Stars Rated 50Hz, CRGO Core ONAN Cooled Distribution Transformers. | 11470-86 Dtd:17.05.2019
58 | M/s.BMG Transformer, # 15 & 16, Sy.34/3, Kadabagere Village, Dasanapura, Hulbi, Bangalore North-562130. Ph +91 9448622534 / 9880869024. | 25kVA & 63kVA 5 Stars Rated CRGO type Distribution Transformers | 11487-97 Dtd:17.05.2019
59 | M/s. Esennar Transformers Pvt.Ltd. Plot No 12, Flat No.4 Aravinda Apartments, Sunder-Nagar, Erragadda, Hyderabad-500038. Tele:08455-224203/04/05/06/ Mobil: +91-8978171717. Factory address M/s. Esennar Transformers Pvt.Ltd. Plot No.2 Phase No.1 IDA, Pashaailaram, Sangareddy (Dist)-502307. | 1) 250kVA, Star-1 rated EEL-2/ 4-Star) CRGO Core, Oil cooled Distribution Transformer 2) 500kVA, Star-2 rated CRGO Core, Oil Cooled Distribution Transformer | 11456-69 Dtd:17.05.2019
60 | M/s.Hammond Power Soulations Pvt. Ltd., D.No. 5-2/222/IP/B, IInd Floor, Icon Plaza Allwyn ‘X’ Roads, Miyapur, Hyderabad-500049. Mobile: 9949950009/ 9848067443/773191115 | 250kVA, 500kVA & 2500kVA (EEL-2 Stare-1) rated CRGO Core, Distribution Transformers | 11520-30 Dtd:17.05.2019
87th VAC List Meeting dtd:17.07.2019
Sl. No. | Name and Address of the firm | Approved Materials | Approval OM No. & Date
61 | M/s. Bhaskar Electricals No.48, Venkata Maistry Street, Mannady, Chennai-600001, | 1) ACSR Weasel Conductor 2) ACSR Rabbit Conductor | 24922-32 Dtd:22.07.2019
62 | M/s. Ven Energy Processors Pvt. Ltd., 5-35/197,1st Floor, Prashanthi Nagar, Kukatpally 100 FT Road, Hyderabad-500072, Ph:+91 40 23720474/Mobile: 09246105520 | LT CTs 0.66KV,50/5A (Current Transformer) | 24933-43 Dtd:22.07.2019
63 | M/s. Kiran Power Rectification Services Pvt. Ltd., Plot No:10,4th Phase Bommasandra Indi Area, Jigani Bommasandra Link Road, Bangalore-560099 080-42077095/ Mobile:9886520575/ 9901599774 | 1) 63kVA, 100kVA, 250kVA and 500kVA 5-Star rated (EEL-3/Star-2) Copper Wound, CRGO core, Non-Sealed Type Distribution Transformer | 24949-44 Dtd:22.07.2019
64 | M/s. Cauvery Power Controal Sy. No. 32/2, Chennaiah Badavane, Anibesent School Road, Gollarahatti, Magadi Main Road. Mobile:9880922686/9741122686 | 63kVA and 100kVA, 5 Star Rated (EEL-3 /Star-2) Aluminium Wound, Non sealed type, CRGO core, Distribution Transformer | 24945-55 22.07.2019
65 | M/s. Raikar Electric Company No-19/20, Raghvendra Industrial Estae, Tigalarapalya Main road, Bangalore-560058 Ph:080-65659654 /9845169654 | 63kVA, 100kVA, and 11kV/433v, (EEL-3/ Star-2) Aluminium Wound, Non sealed type, CRGO core, Distribution Transformer | 24956-66 Dtd:22.07.2019
66 | M/s.Raj Power Controls, # 116/7 & 117/6, Mookambika Temple Road, Machohalli Forrest Gate, Magadi Main Road, Bangalore-560091 Ph:+91 9611146656/ 9886260538. | 1) 25kVA, 63kVA and 100kVA star-1 Rated EEL-2, 3Phase, ONAN, Aluminium Wound Oil Filled Distribution Transformers. 2) 25kVA, 63kVA and 100kVA star-2 Rated EEL-3, 3Phase, ONAN, Aluminium Wound Oil Filled Distribution Transformers.. | 24967-77 Dtd:22.07.2019
67 | M/s. Vijay Vidyuth Udyog #10, Survey No.168/1 Machohalli, Dasanapura Hobli, Magadi Road, Bengaluru-560091, Ph:9663451451/Mobile:9341225120/9341225512 | 1) 25kVA,63kVA and 100kVA (EEL-2) (4-Star rated) Aluminum wound, CRGO Core Distribution Transformers. 2) 63kVA,100kVA, 250kVA and 500KVA (EEL-3) (5-star rated) Aluminum wound CRGO Core Distribution Transformers | 24978-88 Dtd:22.07.2019
68 | M/s.Vijay Electricals #9, Byraveshwara Industrial Estate, Andrahalli Main Road, Near Peenya 2nd stage Bangalore-560091, Ph +9035620230/ 9986395630 | 1) 25kVA, 63kVA, and 250kVA Star -1 rated (EEL-2/4 Star) Distribution Transformers, CRGO core, 50Hz ONAN cooled. 2) 63kVA, 100kVA and 250kVA Star-2 rated (EEL-3 /5 star) Distribution Transformers CRGO core 50Hz ONAN cooled | 24989-999 Dtd:22.07.2019
69 | M/s.Pooja Cement works Sy no 25/41 B, Chikkakasanakandi village near IRB, Hosahalli, Tq & Dist: Koppal, Pin-583234 Ph:08539-270279/9880251693 | 9Mtr PSCC Poles, 300Kg W/L | 24763-73 Dtd:20.07.2019
70 | M/s. Megha Power Controls No.35/36 Ganesh Nagar, Bandal Road Sindiagi. Mobile:9916616364/9844756364 | 25kVA Aluminium wound, CRGO Core EEL-2, 4-Star rated Distribution Transformer | 24696-707 Dtd:20.07.2019
88th VAC List Meeting dtd:08.11.2019
1 | M/s.Manchukonda House, D.No.6-3-347/12/A/12/3, Dwarakapuri Colony, Panjagutta, Hyderabad-500082, Telangana, Ph:040-44507070. M/s. Manchukonda Prakasham Industries India Pvt, Ltd., Survey No.426 & 427, NH 211, Tuljapur Road, Kasegaon, Indra Nagar, Sholapur, Maharashtra-413004. | 1) RCC 8Mtr Pole 115Kg W/L 2)RCC 9Mtr Pole Square Section Poles150Kg W/L 3)RCC 9.5Mtr Pole 300Kg W/L | 48260-72 Dtd:28.11.2019
2 | M/s.Manchukonda House, D.No.6-3-347/12/A/12/3, Dwarakapuri Colony, Panjagutta, Hyderabad-500082, Telangana, Factory Address M/s. Manchukonda Prakasham Industries India Pvt, Ltd., Survey No.426 & 427, NH 211, Tuljapur Road, Kasegaon, Indra Nagar, Sholapur, Maharashtra-413004. Ph:040-44507070 | 1) RCC 8Mtr Poles 140Kg W/L 2) PSC 8Mtr Poles 200Kg W/L 3) PSC 9Mtr Poles 200Kg W/L 4) RCC 9Mtr Poles 145Kg W/L (Rect) | 47465-75 Dtd:28.11.2019
3 | M/s. Zara Industries, 76/P1-Sy. No.39/93, Nadur Keasratagi Industrial /Area, KIADB, Shahabad Road, Kalaburagi Mobile: 9449311269/7406117861 | 1) PCC 8 Mtr Poles 140Kg W/L 2) RCC 8Mtr Pole 115 Kg W/L 3) RCC 9Mtr Poles 145Kg W/L 4) PSC 8Mtr Poles 200Kg W/L 5) PSC 9 Mtr Poles 200 Kg W/L 6) RCC 9.5 Mtr Poles 350 Kg W/L 7) 9 Mtr RCC Square section Poles150Kg W/L | 49248-58 Dtd:04.12.2019
4 | M/s. Navyashree Industries plot no. Spl.14 KSSIDC Industrial Estate, Hosalli Camp (EJ), Sindhanoor-584128, Dist: Raichur, Ph: 08535 27441/Mobile:9886502374 & 9880132143. | 1) ACSR Rabbit Conductor (Size: 6/3.35 mm + ST 1/3.35 mm) 2) ACSR Weasel Conductor (Size: AL 6/2.59 mm + ST 1/2. 59 mm) 3) ACSR Coyote Conductor (Size: AL 26/2.54 mm + ST 7/1.90 mm) | 48247-59 Dtd:28.11.2019
5 | M/s.Sampurna Enterprises, Plot No. R-3 & 18, KSSIC Industrial Estate, Hosahalli Camp, Sindhanur-584128 Ph: 08535-274442/Mobile: 9739384442,9742243677 | 1) 4 Pin Cross Arms. 2) 2 Pin Cross Arms. 3) LT Top Support. 4)11kV Horizontal Cross Arms. 5) HT Top Support. 6) Pole Clamps. 7) Double Pole TC Set. 8) H Frame Set. 9) DP Set. 10) EG Stirrup. 11) Guy Set. 12) Spiral Earthe Electrode. 13) Earthing Pipe. 14) Road Crossing Riser. 15) Special 3 Pin Cross Arms. 16) DTC Metering Box. 17) LT Wiring Kit. 18)33kV Horizontal Cross Arms. 19) 33kV Top Support. 20) 33kV Guy Set. 21) 33kV DP Set. 22) 33kV V Shape Cross Arms. | 48234-46 28.11.2019
6 | M/s.Umashankar Industies, Sy. No. 12/1, Sultanpur Village Near Budugumpa Cross, Tq. & Dist Koppal-583231, Ph: 9916062580 | 1) 9.5Mtrs RCC 350Kg W/L 2) 8Mters PSC 200Kg W/L | 48343-55 Dtd:28.11.2019
7 | M/s. Pooja Cement works Sy no 25/41 B, Chikkakasanakandi village near IRB, Hosahalli, Tq & Dist: Koppal, Pin-583234 Ph:08539-270279/ 9880251693 | a) PSC Pole 9Mtrs 200Kg W/L b) PSC Pole 8Mtrs 200Kg W/L c) PCC Pole 8Mtrs 140 Kg W/L d) RCC Poles 8Mtrs 115 Kg W/L e) RCC Poles 9Mtrs 145 Kg W/L f) RCC Poles 9.5Mtrs 300kg W/L | 48330-42 28.11.2019
8 | M/s.Mahalakshmi Transformers #16,13th cross, Kareemsab Layout Hegganhalli, Peenya 2nd stage Bangalore-56009 | 25/63/100kVA, 4-Star Rated CRGO Core, Distribution Transformer. | 48156-68 Dtd:28.11.2019
9 | M/s. Shakti Industries, Plot No.CA-4D, KIDB, Industrial Area Iind Stage Gulbarga-585104. Mobile+9448092777. | RCC 9Mtr Poles 145Kg W/L. 2) RCC 8Mtr Poles 115 Kg W/L. 3) PSC 9Mtr Poles 200 Kg W/L. 4) PSC 8Mtr Poles 200 Kg W/L. 5) PCC 8Mtr Poles 140 Kg W/L. | 47233-43 Dtd:28.11.2019
10 | M/s.Samrudhi Industries plot No 227. KIADB Nandur (K) Industrial area Shahabad road Kalaburagi, Ph:9844726666 | PSC 9 Mtr Pole 200 Kg W/L 2) PSC 8Mtr Pole 200Kg W/L 3) PCC 8 Mtr Pole 140Kg W/L 4) RCC 8Mtr Poles 115 Kg W/L 5) RCC 9Mtr Poles 145Kg W/L 6) RCC Poles 9 Meters Sq. Pole 150 Kg W/L 7) RCC 9.5 Mtr Poles 300 Kg W/L | 48143-55 Dtd:28.11.2019
11 | M/s. Andani Allied Products, Sy, No. 25/2, Mittimalkapur Village, Mantralyam Road, Tq.& Dist: Raichur-584101 Ph:9739707302,9449716111 | 1) 8Mtrs 115Kg W/LRCC Poles. 2) 9Mtrs 145Kg W/L RCC Poles. 3) 9Mtrs 200Kg W/L PSC Poles. | 48304-16 Dtd:28.11.2019
12 | M/s. Bharath Poles& Bricks Ltd., 137/155/2017-18 Devi Nagar Kampli road Gangavathi-583227 Mobile: 9902500806/9482044806 | 1) RCC 9Mtr Poles 145Kg W/L 2) RCC 8Mtr Pole 115 Kg W/L 3) PSC 9 Mtr Poles 200 Kg W/L 4) PSC 8Mtr Poles 200Kg W/L 5) PCC 8 Mtr Poles 140Kg W/L 6) RCC 9.5 Mtr Poles 300 Kg W/L | 47353-62 Dtd:28.11.2019
13 | M/s. Super Industries Plot No.25 Industrial Area Dev Sugoor KIADBA Raichur Ph:08472-268155 Mobile: 9848027583 | RCC 8Mtr Pole 115Kg W/L 2) RCC 9Mtr Pole 145Kg W/L 3) RCC 9.5Mtr Pole 300Kg W/L 4) PSC 9 Mtr Pole 200Kg W/L 5) PSC 8 Mtr Pole 200Kg W/L 6) PCC 8Mtr Pole 140Kg W/L | 48130-42 Dtd:28.11.2019
14 | M/s.Ketaki Sangameshwar Electricals Near Sharan Uddyan, KEB Road, Bidar-585401 Mobile:+9900534456/ 9900534456 | 1) 4 Pin Cross Arms. 2)11kV Horizontal Cross Arms. 3) 11kV DP set 4) Double Poles TC set 5) 11kV Pole Clamps 6) Guy Set 7) Spiral Earth Electrodes 8) HT Top Support 9) LT Top Support 10) 33kV Cross Arms 11) 33kV Clamps 12) 33kV Top Support | 47255-64 Dtd:28.11.2019
15 | M/s.Straton Electricals Pvt. Ltd., Plot No- D-40 & D- 25/A, Phase-IV, IDA, Jeedimetla Hyderabad, Ph:040-40253364 | 1) 33kV Outdoor Type Oil Cooled CTs 2) 33kV Outdoor Type Oil Cooled PTs | 48117-29 Dtd:28.11.2019
16 | M/s.Shree Sharanabasaveshwara Fabricators, Shed No. C-1, KSSIDC-Kapnoor Industries Estate-Gulbarga-585 104 Mobile :+91 94480 92777 | 1) PCC Clamp 2) RCC Clamp 3) 2 Pin Cross Arm 4) 4 Pin Cross Arm 5) 11Horizontal Cross Arm 6) DP Structure 7)25/63 KV TC Structure 8) Guy Rod 9) 33kV “V” Shape 10) 33kV DP Structure 11) 33kV Guy | 47244-54 Dtd:28.11.2019
17 | M/s. Ganga Cement Products plot No.93, opp IOCL, Nandur Kesaratagi KIADB Industrial area, Shahabad Road, Kalaburagi, Mobile:9341811777/ 9945865077 | 1) 8Mtr PCC poles 140Kg W/L 2) 8Mtr PSC poles 200Kg W/L 3) 9Mtr PSC poles 200Kg W/L 4) 8Mtr RCC poles115Kg W/L 5) 9Mtr RCC poles 145Kg W/L 6) 9Mtr Square RCC poles 200Kg W/L 7) 9.5Mtr RCC poles300Kg W/L | 18091-103 Dtd:28.11.2019
18 | M/s. Royal Power Systems Pvt. Ltd., No.35, Behind Siddartha International School, Doddabidarakallu, Gangondanahalli Main Road Bengaluru-560073. Mobile:9448803891, 9448495530, 9986602999 | 1)11kV Load Break switch 630 A, 26.3 kA 2) 11kV LBS Panel 3) 11kV Metering Cubicle 4) 11kV Metering Cubicle with LBS Panel 5)11kV HT RMU Panel LBS/ VCB Expandable etc., | 48104-16 Dtd:28.11.2019
19 | M/s. Prakash Metal Products Subhas Nagar, Karwar Road, Old Hubli , Hubli-580024 Ph:0836-2303024/ Mobile:9448123024 Factory Address M/s. Prakash Metal Products Unit-2 Sy.No. 47, Anchategeri Village, Karwar Road, Hubli-580024. Karnataka Ph:0836-2303024/ Mobile:9448123024 | 1) 2 Pin Cross Arm 2) 11kV Special 3 pin Cross Arm 3) 4 Pin Cross Arm 4) 11kV Horizontal Cross Arm 5) D.P Structure with “H” Frame 6) 63kVA TC Structure with “H” Frame 7) 100kVA TC Structure with “H” Frame 8) Anchor Road. 9) Turn Buckle 10) Pole Clamps 11) E.G. Stirrups 12) Guy Sets 13) Spiral Earth Electrodes 14) 33kV D.P. Set 15) 33kV Cross Arm 16) 33kV Pole Clamps 17) 33kV Guy Set 18) ACSR Weasel Conductor 19) ACSR Rabbit Conductor 20) HT Metering Cubicle 21) HT Metering Cubicle with LBS 22) DTC Panel Box 23) 25kVA 4 Star Rated Distribution Transformer 24) ACSR Coyote Conductor 25) 11kV 200Amps Single Air Break GOS 26) 11kV 400Amps Double Air Break GOS 27) LT Protection Kit 28) HG Fuse Unit | 47265-76 Dtd:28.11.2019
20 | M/s.Gautamesh Industries No.8/B, 3rd cross, Mahadeshwra Nagar, Magadi main road, Bangaluru-560091 PH:23486963,9845039963. | 1) Double Pole TC set for mounting 25,63, 100 & 250 kVA DTC’s. 2) DP set. Double pole H frame set. 3) 11mtr Spun pole structure materials. 4) 11 kV Horizontal cross arms with pole clamps & HTST. 5) LT 4 Pin cross arms, 2 pin cross arms with pole clamps. 6) Special 3 pin cross arms with pole clams. 7) 11kV Guy set. | 47313-25 Dtd:28.11.2019
21 | M/s. Aakash Udyog 4-4-401/2, Opp: Navodaya Hospital Mantalaya Road, Raichur, Ph: : 9986268107 | 1)11kV Horizontal Cross Arm 2) 4 Pin Cross 3) DP Set 4)TC Set 25/63/100kVA (DP) 5) Guy Rod 6) 2 Pin Cross Arms 7) RCC Clamps 8) 11kV Top Support 9) LT Top Support | 48273-85 Dtd:28.11.2019
22 | M/s. Prime Cable Industries Pvt. Ltd., E-894 & 895, DSIDC, Industrial Area, Narela, Delhi-110040. PH:011-47053338/ Mobile: + 09999007846 | 1) 1.1kV LT PVC Copper Control Cable of Sizes a) 2Cx2.5 Sq.mm b) 4Cx2.5 Sq.mm c) 19Cx2.5 Sq.mm d) 4Cx6 Sq,mm 2) 1.1kV LT PVC Aluminum Power Cable of Size a) 4Cx95 Sq.mm 3) 1.1kV LT PVC Aluminum Lead Wire a) 1Cx95 Sq.mm b) 1Cx185 Sq.mm c) 1C x240 Sq.mm | 48041-52 Dtd:28.11.2019
23 | M/s.KEI Industries LTD SP-919/920/922, Ricco Industrial Area, PH-III, BHIWADI, Dist, Alwar-301019 Rajasthan. Ph: +91 8884439334/ 080-23466255/ +91-1493-220106 | 1) 11kV, 3Cx95 sq.mm XLPE Cable 2) 11kV, 3C x 240 sq.mm XLPE Cable 3) 11kV, 3C x 120 sq.mm XLPE AB Cable 4) 1.1kV, 3C x 95 sq.mm XLPE AB Cable | 48356-68 Dtd:28.11.2019
24 | M/s. Sri Datta Sai Cement Concrete Products, SR No.19, Basinepally (V), Gooty Mandal, Ananthapur District, A.P.515402. Ph:9440293701 | 1) PSC 8 Mtr Pole 200Kg W/L 2) PSC 9 Mtr Pole 200Kg W/L 3) PSC 9.1Mtr 280Kg W/L 4) PSC 11 Mtr Pole 365Kg W/L 5) RCC 9Mtr Pole 145Kg W/L 6) RCC 9 Mtr Pole 150Kg W/L 7) RCC 8Mtr Pole 115Kg W/L 8) RCC 8Mtr Pole 140Kg W/L | 48317-29 Dtd:28.11.2019
25 | M/s.Shri Vinayak Enterprises Sy.no-198/6.NH-4 P.B Road Hebbal Tq:Hukkeri Dist:Belgavi, Mobile: 7411904773 | 1) 2 Pin /3 Pin /4-Pin X-arms. 2) Horizontal X-arms 11kV/ 33kV 3) All types of clamps 4) Single pole T/C Set 25/63/kVA 5) Double pole T/C Set 25/63/100 kVA & 250kVA 6) DP set 11kV/33kV 7) Guy rod 8) Turn buckle 9) Eye bolts | 47373-83 Dtd:28.11.2019
26 | M/s.Mabu Subhani Electricals No.01 Ittigi Village No.02 Maddapur (Post) Kampli Tq:Bellari Dist, Mobile: 9902608167/ 9448730493 M/s.Mabu Subhani Electricals.10/21 ward Hospet Bypass road Near Idaga midas Kampli (Tq & Dist),Ballari.. | 1) 4 Pin cross Arms 2) 2 Pin Cross Arms 3) LT Top Support 4) 11kV Horizontal Cross Arms 5) HT Top Support 6) Pole Clamps 7) Double Pole TC Set 8) H Frame Set 9) DP Set 10) EG Stirrup 11) Guy Set 12) Special 3 Pin Cross Arms, 13) 33kV Horizontal Cross Arms 14) 33kV Top Support 15) 33kV Guy Set 16) 33kV DP Set 17) 33kV V Shape Cross Arms | 47338-50 Dtd:28.11.2019
27 | M/s.Vivekanand Electricals, plot No.65, Shant Nagar, At & Post Jewargi Dist: Kalaburagi Ph: 9880770127 | 1) TC Set 2) DP Structure 3) 11kV Cross Arm 4) LT 4 Pin & 2 Pin Cross Arm 5) Guy Set 6) Top Support 7) PCC Clamp 8) RCC Clamp | 48169-81 Dtd:28.11.2019
28 | M/s. A.H.Kusugal Momin plot, Koul Peth, Hubli-28, Ph:0836-2363386/ MobileL9845553009 | 1) 11kV DP Set 2) Double Pole TC Set 3) LT Cross Arms. 4) 3 Pin Cross Arms 5) Guy Sets 6) Horizontal cross arms 7) Top Supports 8) Pole Clamps 9) 11kV GI Pins 10) EG Strips 11) Bolt & Nuts 12) Aluminum Clamps 13) DOLO Cut Outs 14) 33kV DP Sets 15) 33kV GI Pins 16) 33kV Horizontal Cross Arms 17) 33kV kV V Shape Cross Arms 18) 33kV Guy Sets 19) 33kV Top Supports 20) 11kV 200Amps Single Break GOS | 48066-78 Dtd:28.11.2019
29 | M/s Ghanshyam Enterprises, No:652/1 Gadag Road, Koppal,, Mobile:9343629655/ 7259711134/ 9731710876 | 1) RCC 8Mtr Poles 115Kg W/L 2) RCC 9Mtr Poles 145Kg W/L 3) RCC 9.5 Mtr Poles 300 Kg W/L 4) PSC 9 Mtr Poles 200Kg W/L 5) PSC 8Mtr Poles 200Kg W/L 6) PCC 8 Mtr Poles 140 Kg W/L | 48023-33 Dtd:28.11.2019
30 | M/s. Excel Power Controls & Systems #61, “PRAKRIT” 3rd cross, Nagarabhavi 2nd stage, 1st Block Bangalore-560072 Ph:9845332465,9008800368 Factory Address M/s. Excel Power Controls & Systems 2nd Main, Kottigepalya, Off Magadi Main Road Bangalore-560091. | 100KVA, Non Sealed type, Aluminium wound, CRGO Core, Out door, Oil Immersed EEL-3, (2-Star) Distribution Transformer | 47407-18 Dtd:28.11.2019
31 | M/s. ANR Enterprises # 16,17 & 18, Survey No: 52/1, Bharath Nagar, Thanisandra Village, Bangalure-560077. Mobile: + 91-9845043796. | 1)11kV 200A S/B GOS (Porcelain & Polymeric) 2)11kV 400A D/B GOS (Porcelain & Polymeric) 3) 11kV HG Fuse Unit 4) LT Protection Kit 5) DP TC Structure 6)Cast iron pipe earth Electrodes for stations 7) Pole Clamps 8) Swan Neck & Operating Handle for GOS 9)11kV Horizontal Cross Arms, HT & LT Top Support with Clamps, Bolt & Nut. 10) Guy Set Complete 11)Grouding Materials (Grounding Pipes, GI Flat, C.I Pipe) 12) GI Pin 33kV & 11kV | 48225-35 Dtd:28.11.2019
32 | M/s.Havells India Limited 101& 102, 1st floor, Lala-1, Land Mark, 5-9-94, M.G Road, Secunderabad-500003. Ph: 0144-285100. Factory Address M/s.Havells cable plant:A-461/462, M.I.A Alwar, Rajasthan-301030. | 1) HT AB Cable 11kV a) 3Cx95+1C x70 sq.mm b) 3C x120 + 1C x 95 sq.mm 2) LT UG Power Cable a) 3.35X 240 sq.mm b) 4C x 10 sq. mm 3) HT 11kV UG Cable a) 3C x 240 sq.mm b) 3C xs 400 sq.mm 4) LT UG Control Cable a) 4C x 6 sq.mm | 48213-24 Dtd:28.11.2019
33 | M/s.M3 Electricals Plot No.176,KIADB,Industrial Area, Nandur, Kesaratagi, Shahabad Road, Kalaburagi-585106 Ph: 8867777959 | 1) 11kV DP Set 2) 2 Pin X Arm 3) 3 Pin X Arm 4) 4 Pin X Arm 5) Single Pole TC Set 6) Double Pole TC Set 7) Top Supports 8) Guy Sets 9) RCC/PCC Clamps. 10) 33kV DP Sets 11) 33kV Horizontal X Arms 12) 33kV V Shape X Arms 13)11kV Horizontal Cross Arm 14) E.G.Stirrups | 48182-93 Dtd:28.11.2019
34 | M/s Ankita Enterprises-A2&A3 “Shivsharan Saniran” Khuba plots Gulbarga-585102, Factory Address M/s Ankita Enterprises 12-6-211, Deosugur Industrial Area, Hyderabad Road, Shaktinagar, Raichur. Ph:08472-220868/225356 | 1) RCC 8Mtr Poles 115Kg W/L 2) RCC 9Mtr Poles 145 Kg W/L 3) RCC 9.5 Mtr Poles 300 Kg W/L 4) PSC 8Mtr Poles 200Kg W/L 5) PSC 9 Mtr Poles 200 Kg W/L 6) PCC 8 Mtr Poles140 Kg W/L | 47442-53 Dtd:28.11.2019
35 | M/s. Prabhudev Pre Stress Concrete Srinivas Saradagi Cross, Sedam Road, Kalaburagi, Ph: 08472-214047 /9845052785 | 1) PCC 8Mtr Pole 140Kg W/L 2) PSC 8 Mtr Pole 200Kg W/L 3) PSC 9 Mtr Pole 200Kg W/L 4) RCC 8Mtr Pole 115Kg W/L 5) RCC 9Mtr Pole 145Kg W/L 6) RCC 9.5Mtr Pole 300Kg W/L 7) RCC 9 Mtr (Square) Pole 300Kg W/L | 48221-33 Dtd:28.11.2019
36 | M/s.Rekha Industries, Plot No. 150, Tarihal Industries Estate, opp: MBA College, Tarihal, Hubli, Ph: +91 9448765774/9632518666 | 1) ACSR Rabbit Conductor. 2) ACSR Weasel Conductor. 3) ACSR Coyote Conductor. 4) Spiral Earth Electrodes, 5) ABC Clamps. 6) 11kV Horizontal Cross Arms, Clamp. 7) HT Top Support with BXN Washer. 8) 25kVA Double Pole TC Set with H Frame. 9) 63kVA Double Pole TC Set with H Frame. 10)100kVA Double Pole TC Set with H Frame. 11) Double Pole Structure. 12) 2 Pin Cross Arm, Clamp with BXN Washers. 13) 4 Pin Cross Arms, Clamp with BXN Washers. 14) LT Top Support. 15) Guy Set Complete (11kV) 16) 33kV Horizontal Cross Arm. 17) Back Clamp. 18)Top Supports with BXN Washers. 19) 33kV DP Structure. 20) Guy Set Complete (11kV) | 48194-106 Dtd:28.11.2019
37 | M/s.SBEE Cables (India) Ltd., No.282 & 283, KIADB Industrial area, Harohalli phase-II, Kanakapur taluk, Ramanagar Dist-562112. India Bangalore, Ph:080-26662172 | 1) ACSR Conductor a) Rabbit Conductor (Size: AL 6/3.35 mm + ST 1/3.35mm) b) Coyote Conductor (Size: 26/2.54 mm + 7/19.1 mm) 2) XLPE Insulated PVC Sheathed armored cable a) 3C x 95 sq.mm b) 3C x 240 Sq.mm c) 3C x 400 Sq.mm | 47431-41 Dtd:28.11.2019
38 | M/s. Varun Concrete Products Plot No. 1-A, KIADB Area Hyderabad road Yadgir-585201. Mobile:9448040876/ 630580979 | 1) 8.0Mtr PCC, poles, 140Kg W/L 2) 8.0Mtr RCC poles,115Kg W/L 3) 9.0Mtr PSC poles, 200Kg W/L 4) 9.0Mtr RCC pole, 145Kg W/L 5) 9.5Mtr RCC poles, 300Kg W/L | 48000-48 Dtd:28.11.2019
39 | M/s.Vijay Cement Products # 6-98, KIADB Industrial Area Hyderabad Road Yadgir-585201, Ph: 9448040876/636058979 | 1) PCC 8Mtr Pole 140Kg W/L 2) PSC 8 Mtr Pole 200Kg W/L 3) PSC 9 Mtr Pole 200Kg W/L 4) RCC 8Mtr Pole 115Kg W/L 5) RCC 9Mtr Pole 145Kg W/L 6) RCC 9.5Mtr Pole 300Kg W/L | 48207-19 Dtd:28.11.2019
40 | M/s. Amar Engineering Works Bankapur Chowk P.B Road Opp Diwan Chacha Dragah Hubli-580024 Ph:0836-2363386/ MobileL9845553009 | 1) 11kV DP Set 2) Double Pole TC Set 3) LT X Arms. 4) 3 Pin Cross Arms 5) Guy Sets 6) Horizontal cross arms 7) Top Supports 8) Pole Clamps 9) 11kV GI Pins 10) EG Strips 11) Bolt & Nuts 12) Aluminum Clamps 13) 33kV DP Sets 14) 33kV GI Pins 15) 33kV Horizontal Cross Arms 16) 33kV kV V Shape Cross Arms 17) 33kV Guy Sets 18) 33kV Top Supports | 48053-65 Dtd:28.11.2019
41 | M/s.Mahalakshmi Transformers #16,15th cross, Kareemsab Layout Hegganhalli, Peenya 2nd stage Bangalore-560091 Ph: 080-28365821/ Mobile:9875862604/ 7259832150 | 1) 25kVA 5 Star Level-3, 2Star CRGO Core, Distribution Transformer 2) 250kVA 4 Star Level-2, 1Star CRGO Core, Distribution Transformer | 48299-103 Dtd:28.11.2019
42 | M/s.Dev Switch Gear No.105 & 106, 16th Cross, Bhairaveshwara Industrial Estate, andrahalli Main Road, Andrahalli, Vishwaneedam post, Bangalore-560091 Mobile: 9538288710, 9448683397 | 1) 11kV Load Break Switch for 02 Years. 2) 11kV LBS Panel. 3) 11kV 0.2/0.2S Class 3CTs & 3 PTs HT Metering with LBS Panel (3Phase, 4Wire). 4) 11kV 0.2/0.2S Class 3CTs &3PTs HT Metering Cubical Panel (3Phase, 4Wire). 5) 11kV RMU Panels | 48078-90 Dtd:28.11.2019
43 | M/s. Patil Construction Company Sy.No.24/41 Chikkakasan Kandi village area near IRB, Hosahalli, Taluk & Dits. Koppal, Pin:583234, Ph:08539-270279/ Mobile:9845062861 | 1) PSC 9 Mtr Pole 200 Kg W/L 2) PSC 8Mtr Pole 200Kg W/L 3) PCC 8 Mtr Pole 140Kg W/L 4) RCC 8Mtr Poles 115 Kg W/L 5) RCC 9Mtr Poles 145Kg W/L 6) RCC Poles 9 Meters Sq. Pole 150 Kg W/L 7) RCC 9.5 Mtr Poles 300 Kg W/L | 47976-88 Dtd:28.11.2019
44 | M/s. Spoorthy Metal Technology Pvt. Ltd., 157-P Sompura Industrial Area 1st Phase, Dabuspete, Nelmangla, Bangalore-562111, Ph: 9036928643 | 1) 11kV 5KN Polymeric Pin Insulator 2) 11kV 45KN Polymeric Disk Insulator 3) 11kV 200 Amps Single break isolator GOS 4) 11kV 400 Amps Double Break isolator GOS 5) 9kV 5kA Lightning Arrestor | 47419-30 Dtd:28.11.2019
45 | M/s.Ambika Industries, Humnabad Ring Road, Gulbarga-585104, Ph:8722549999/9845212883 | 1) PCC 8Mtr Pole 140Kg W/L 2) PSC 8 Mtr Pole 200Kg W/L 3) PSC 9 Mtr Pole 200Kg W/L 4) RCC 8Mtr Pole 115Kg W/L 5) RCC 9Mtr Pole 145Kg W/L 6) RCC 9.5Mtr Pole 300Kg W/L 7) RCC 9 Mtr (Square) Pole 350Kg W/L | 48286-98 Dtd:28.11.2019
46 | M/s. Shri Balaji Prestress Industries 79-80, Alliyabad Industrial Area KIADB complex, Bijapur Ph:9414071660&9379871827 | 1) 9Mtr PSC poles 200Kg W/L 2) 8Mtr PCC poles 140Kg W/L 3) 8Mtr RCC poles115Kg W/L 4) 9Mtr RCC Rect poles 145Kg W/L 5) 9.5Mtr RCC poles 300Kg W/L | 47989-99 Dtd:28.11.2019
47 | M/s. Magnatech #138, 3rd Floor 4th Main Oppostie to JP Lighting palace, Industrial Town Rajajinagar, Bangalore-560044, Ph: + 91-080-23509213 /23148415 | 1) LT-CT’s a) LT-50/5 valid upto 10.04.2021 b) LT-100/5, Valid for Two years c) LT-150/5, Valid upto 01.03.2020 d)400/5 Valid for Two years e) LT-800/5 Valid for Two years 2) HT-11kV CT (Indoor resin cast) Valid upto 06.12.2020 3) HT-11kV PT (Resin cast) Valid upto 31.01.2021 | 47326-36 Dtd:28.11.2019
48 | M/s. Karnataka Cement Works A2& A3 “Shivsharan Saniran” Khubha plots Gulbarga-585102 Factory Address M/s. Karnataka Cement Works P.B.No.74, Gadag Road, Koppal-58523 Ph:08472-220868/225356/Mobile:9341740423/ 944966364/9731710876. | 1) RCC 8Mtr Poles 115Kg W/L 2) RCC 9Mtr Poles 145Kg W/L 3) RCC 9.5 Mtr Poles 300 Kgs W/L 4) PSC 9 Mtr Poles 200 Kg W/L 5) PSC 8Mtr Poles 200Kg W/L 6) PCC 8 Mtr Poles 140Kg W/L | 47454-64 Dtd:28.11.2019
49 | M/s.Mahadev Products A2 & A3 “Shivsharan Saniran” Khuba plots Gulbarga-585102, Factory Address M/s.Mahadev Products Survey No.68/D, Moka Road, Sangankal Village, Bellary Ph:08472-220868/Mobile: 9341740423 / 9343093558/9343710876 | 1) RCC 8Mtr Poles 115Kg W/L 2) RCC 9Mtr Poles 145Kg W/L 3) RCC 9.5 Mtr Poles 300 Kgs W/L 4) PSC 9 Mtr Poles 200 Kg W/L 5) PSC 8Mtr Poles 200Kg W/L 6) PCC 8 Mtr Poles 140Kg W/L | 48011-22 Dtd:28.11.2019
50 | M/s. Amar Industries plot no-R-9 to R-12, KSSIDC Limited Industrial Estate, EJ Hosali Camp, Sindhnur-584128, Ph:08535-274224/Mobile: 0953861911, 7022470444 | 25kV/63kV and 100kV 11/0.433kV, BEE Energy Efficiency Level-3, 2 Star Rated, Distribution Transformers. | 47363-72 Dtd:28.11.2019
GULBARGA ELECTRICITY SUPPLY COMPANY LIMITED
Approved Vendors in GESCOM as on
Sl. No. | Name and Address of the firm | Approved Materials | Approval OM No. & Date
89th VAC List Meeting dtd:21.01.2020
1 | M/s. Sabar Power Industries Plot No.66A 2nd Stage Tarihal Industrial Area Hubli-580026 Ph:9945124701/9844120622 | 25 kVA Distribution Transformer NON-Sealed Type Level-3 | 60749-52 Dtd:13.02.2020
2 | M/s. Vijay Electric Co. #22-26, 12th Cross, Vyashanavi Nagar, Babasabpalya, Kengeri, Bangalore,-560060, Ph: 9886406701 | 1) 25kVA, Aluminum Wound, CRGO Core, EEL-2 (Star-1) Rated Distribution Transformer. 2) 63kVA and 100kVA and 250KVA Aluminum Wound CRGO Core EEL-3 (Star-2) Rated Distribution Transformer | 60651-54 Dtd:13.02.2020
3 | M/s. Lan Engineering & Technologies, B-7, Sector-83, Noida, Uttar Pradesh-201305 Ph:9990022126 | Single Phase Deep Drawn Metal Meter Box (DDMMB) | 60680-83 Dtd13.02.2020
4 | M/s. Jabshetty Transformers Plot No# 73 Surey No. 40/1 KIADB Industrial estate Kapnoor 2nd stage Kalburagi-585104. Ph: 9739632889/9743317777 | 25kVA,63kVA and 100kVA 4 Star Level-2 Distribution Transformer | 60663-66 Dtd:13.02.2020
5 | M/s. Devi Industires, Yadgir- Raichur Road, Sy. No.98, Near Karibetta, Saidapur, District Yadgir Lan Engineering & Technologies Mobile:9611736459. | 1) RCC 8 Mtr Poles 115 Kg W/L 2) RCC 9 Mtr Poles 145 Kg W/L 3) RCC 9.5 Mtr Poles 300 Kg W/L 4) PSC 8 Mtr Poles 200 Kg W/L 5) PSC 9 Mtr Poles 200Kg W/L 6) PCC 8 Mtr Poles 140 Kg W/L | 60659-62 Dtd:13.02.2020
6 | M/s.Prime Insulators Pvt. Ltd., Ceramic Zone, Block No. 134/P2, At & Po. Dalapur Ta-Prantij District Sabarkontha- 383120 Gujarat. Ph:+91 9925237313 | 1) 11kV, 45KN Dead End Disc insulator 2) 11kV, 45KN T&C Disc Polymer Insulator 3) 11kV, 45KN B&S Disc Polymer Insulator 4) 11kV, 5KN Pin Polymer Insulator 5) 11kV, 5KN Post Polymer Insulator 6) 33kV, 70KN T&C Disc Polymer Insulator 7) 33kV, 70KN B&S Disc Polymer Insulator 8) 33kV, 10KN Pin Polymer Insulator 9) 33kV, 10KN Post Polymer Insulator | 60655-58 Dtd:13.02.2020
7 | M/s.Galaxy Transmissions Private Limited Plot No-3, MIDC Kupwad Block Sangli, Ph: 9371002058/0233-2645671/72 | 1) ACSR Weasel Conductor 2) ACSR Rabbit Conductor 3) ACSR Coyote Conductor | 60676-79 Dtd:13.02.2020
8 | M/s. Bhumi Concrete Products Plot No.19, KIADB Industrial Area, Humnabad, District Bidar. Ph: 9945865077 | 1) RCC 8Meterlong pole 115 Kg W/L 2) RCC 9-Meter-long Pole 145 Kg W/L 3) RCC 9.5 Meter long pole 300 Kg W/L 4) PSC 8-Meter-long pole 200Kg W/L 5) PSC 9 Meter long pole 200 Kg W/L 6) PCC 8 Meter long pole 140 Kg W/L | 60696-99 Dtd:13.02.2020
9 | M/s. Sumathi Concrete Products, sy. No. 353-At Post: Yeragole village 585218, Taluka & District Yadgir. Ph: 991686865236 | 1) RCC 8Meterlong pole 115 Kg W/L 2) RCC 9 Meter long Pole 145 Kg W/L 3) RCC 9.5 Meter long pole 300 Kg W/L 4) PSC 8 Meter long pole 200Kg W/L 5) PSC 9 Meter long pole 200 Kg W/L 6) PCC 8 Meter long pole 140 Kg W/L | 60692-95 Dtd:13.02.2020
10 | M/s.Suday Cement Industries RCC & PCC Poles Manufacturer & Supplier Near Ashok Dhaba, 7/01/2A/2B/ 1 to 6H, Gadag Koppal road Lakkundi-582115, Dist: Gadag, (Karnataka State) Mobile: 9901545364 | 1) RCC 8Mtr Pole 115 Kg W/L 2) RCC 9Mtr Poles 145Kg W/L 3) RCC 9.5 Mtr Poles 350 Kg W/L 4) PSC 8Mtr Poles 200Kg W/L 5) PSC 9 Mtr Poles 200 Kg W/L 6) PCC 8 Mtr Poles 140Kg W/L | 60740-43 Dtd:13.02.2020
11 | M/s.Siemens Ltd., 1st Floor, Jyothi Mahal No.49,Saint Marks Road, Bangalore-560001, Ph:+ 91(80) 68372262/ Mobile:9980949435 Factory Address M/s. Siemens Limited Goa MV2 Works L-6., Verna Industiral Estate. Verna Salcette Goa 403722. | 11kV SF6 gas enclosed RMU type 8DJHST | 60744-48 Dtd:13.02.2020
12 | M/s.Arun Enterprises, B-48, Site IV, Sahibabad- 201010 District Ghaziabad (UP), Ph: 0120-4227669,4232685, 4560440/ Mobile: 9810444306 | 1) Deep Drawn Metal Meter Box for Single Phase. (DDMMB) 2) Deep Drawn Metal Meter Box for Three Phase. (DDMMB) | 60736-39 Dtd:13.02.2020
13 | M/s.Unipower Transmission (Mysore) Pvt. Ltd., # 55,2nd Stage, Opp Tippu Park, Udayagire 2nd stage, Mysore-570019. Ph:0821-2494392/ 9880091001/9900082832 Factory Address M/s.Unipower Transmission (Mysore) Pvt. Ltd., # 33, Belavadi Industrial Area, Hunsur Road, Mysore-570018 | a) ACSR Rabbit Conductor b) ACSR Weasel Conductor c) ACSR Coyote Conductor | 60731-35 Dtd:13.02.2020
14 | M/s.TPC Techno Power Corporation LLP Unit-I: No. #342B, 9th Cross 4th Phase, Peenya Industrial Area, Peenya Bangalore-560058, Ph:080-41231031/ Mobile:9739104116 | 1) 25,63,100kVA 4-Star Level-2 Aluminium wound, CRGO Metal Core Distribution Transformer | 60700-703 Dtd:13.02.2020
15 | M/s. Chaitanya Electric Company No.2, B.M. Shankarappa Estate, Telecom Layout road,Sunkadakatte,Bangalore-56091 Mobil: 9945833644 | 25kVA, 63kVA, and 100kVA 4-Star rated level-2 Distribution Transformer | 60672-75 Dtd:13.02.2020
16 | M/s.J.M. Electricals Works Holagundi road Huvinhadagali-583219 Sy, No. 224/C/3, Holagundi road Near by JSS college, Huvinahadagali Town and Tq.Ballari., Mobile:9902371432 | 1) 25kVA, 63kVA and 100kVA 4 Star rated CRGO type, Distribution transformer EEL-2 2) 25kVA, 63kVA and 100kVA 5 Star Rated CRGO type, Distribution Transformer EEL-3 | 60624-27 Dtd:13.02.2020
17 | M/s.B.M.G. Transformers # 15,2016 Sy. No. 34/3 Kadabagere Dasanapur Hubli, Opp K.K.School Bangalore North- 562130, Ph:080-28536386/ Mobile: 9448622534/9880869024 | 1) 25kVA, 63kVA & 100kVA 4 star Rated CRGO type, distribution Transformer. 2) 100kVA 5 Star Rated CRGO type, Distribution Transformers | 60628-31 Dtd:13.02.2020
18 | M/s.B.M.G. Transformers # 15,2016 Sy. No. 34/3 Kadabagere Dasanapur Hubli, Opp K.K.School Bangalore North- 562130, Ph:080-28536386/ Mobile: 9448622534/9880869024 | 1) 25kVA, 63kVA & 100kVA 5 star Rated CRGO type, distribution Transformer. | 60632-35 Dtd:13.02.2020
19 | M/s. Mahadev Industries Plot No, 5&6, Industrial Area, Bidar, Ph:08472-257449. Factory Address M/s. Mahadev Industries Plot No, 5&6, Industrial Area, Bidar | 1) 8Mtr RCC Pole 115 Kg W/L 2) 9Mtr RCC Pole 145 Kg W/L 3) 9.5 Mtr RCC Pole 350 Kg W/L 4) 9Mtr Sq. RCC Pole 150 Kg W/L 5) 8Mtr PCC Pole 140 Kg W/L 6) 8Mtr PSC Pole 200 Kg W/L 7) 9 Mtr PSC Pole 200 Kg W/L | 607182-21 Dtd:13.02.2020
20 | M/s. Natraj Cement Works P.B. No.124 Nehru Gunj, Gulbarga. Ph:08472-257449 Factory Addres M/s. Natraj Cement Works Hallisagar Village Shahapur, Yadgir District | 1) 8Mtr RCC Pole 115 Kg W/L 2) 9Mtr RCC Pole 145 Kg W/L 3) 9.5 Mtr RCC Pole 350 Kg W/L 4) 9Mtr Sq. RCC Pole 150 Kg W/L 5) 8Mtr PCC Pole 140 Kg W/L 6) 8Mtr PSC Pole 200 Kg W/L 7) 9 Mtr PSC Pole 200 Kg W/L | 60722-26 Dtd:13.02.2020
21 | M/s.Kailash Transfomer Pvt. Ltd., #23,KIADB Industrial Area Ist Stage, Kapnoor, Kalabutagi-585104 Ph:08472-258349/Mobile:974172997 Factory Address M/s.Kailash Transfomer Pvt. Ltd.,#23, KIADB Industrial Area Ist Stage, Kapnoor, Gulbarga | 33/11kV, 5MVA, Power Transformer | 60727-30 Dtd:13.02.2020
22 | Office Address M/s. Kailash Transformer Pvt., Ltd., S.B.Patil Group, P.B. No.124, Nehru Gunj, Gulbarga, Ph:08472-258349/Mobile:9741705122 Factory Address M/s. Kailash Transformer Pvt. Ltd., #23,KIADB Industrial Area 1st Stage, Kapnoor, Gulbarga | 25kVA,63kVA and 100kVA 2 star Aluminum Wound, CRGO core, Distribution Transformers | 60667-71 Dtd:13.02.2020
23 | M/s.Mahadev Industries P.B. No. 108 Nehru Gunj Gulbarga. Ph:08472-257428. Factory Address M/s.Mahadev Industries Kapnoor village, Humnabad Road, Gulbarga. | 1) 8Mtr RCC Pole 115 Kg W/L 2) 9Mtr RCC Pole 145 Kg W/L 3) 9.5 Mtr RCC Pole 350 Kg W/L 4) 9Mtr Sq. RCC Pole150 Kg W/L 5) 8Mtr PCC Pole 140 Kg W/L 6) 8Mtr PSC Pole 200 Kg W/L 7) 9 Mtr PSC Pole 200 Kg W/L | 60704-08 Dtd:13.02.2020
24 | M/s. Shiva Concrete Products P.B. No. 124 Nehru Gunj Gulbarga, Ph:08472-257449. Factory Address M/s. Shiva Concrete Products P.B. No.25, Indi Road Bijapur | 1) 8Mtr RCC Pole 115 Kg W/L 2) 9Mtr RCC Pole 145 Kg W/L 3) 9.5 Mtr RCC Pole 350 Kg W/L 4) 9Mtr Sq. RCC Pole 150 Kg W/L 5) 8Mtr PCC Pole 140 Kg W/L 6) 8Mtr PSC Pole 200 Kg W/L 7) 9 Mtr PSC Pole 200 Kg W/L | 60709-13 Dtd:13.02.2020
25 | M/s. Karnataka Pre-Stress Concrete Works P.B. No. 124 Nehru Gunj, Gulbarga. Ph:08472-257428 | 1) 8Mtr RCC Pole 115 Kg W/L 2) 9Mtr RCC Pole 145 Kg W/L 3) 9.5 Mtr RCC Pole 350 Kg W/L 4) 9Mtr Sq. RCC Pole 150 Kg W/L 5) 8Mtr PCC Pole 140 Kg W/L 6) 8Mtr PSC Pole 200 Kg W/L 7) 9 Mtr PSC Pole 200 Kg W/ | 60714-17 Dtd:13.02.2020
26 | M/s. Sai Teja Engineers Plot No. 888& 968, Rami Reddy Nagar I.D.A Jeedimetla, Hyderbad, Ph: 9849461245 | 1) DTC Metering Box 2) LT Distribution Box | 60684-87 Dtd:13.02.2020
27 | M/s. Sri Sai Ram Structures, Plot No 231,232,292 & 293, sy. No. 277 to 285, Sree Nagar, Ram Pally (V), Keesara (M), R.R. District, Telengana- 501301 Ph: 9848302627 | 1) 33kV Tower Materials 2) 33kV Cross Arms 3) 33kV Top Supports 4) 33kV Guy Sets 5) 33kV Spiral Earth Electrodes 6) 33kV DP Structures | 60688-91 Dtd:13.02.2020
28 | M/s. Sandhya Power Products R.S.No. 406B, plot No-19 & 20B Anand Aashram Road, Ward No.29 Gadag 582101(Karnataka), Ph:08372 297566/ Mobile:9740407566 | 1) Pole Clamps 2) LT Cross arms 3) Horizontal Cross Arms 4) Top Support 5) Guy Set 6) Earthling Pipe 7) DP Structure 8) TC Structure 9) DTC Meter Box 10) LT AC DB Box 11) Feeder Pillar Box 12) Spiral Earth Electrodes 13) Street Light Control Box | 60839-42 Dtd:13.02.2020
29 | M/s.Mahesh Fabriko, # D-8 Industrial Estate MSK Mill Road Gulbarga-585102 Karnataka Ph:08472) 222370 | 1) 8 Mtrs RCC Poles 115 Kg W/L 2) 9 Mtrs RCC Poles 145 Kg W/L 3) 9.5 Mtr RCC Poles 300 Kg W/L 4) 8 Mtr PCC Poles 140 Kg W/L 5) 8 /9 Mtrs PSC Poles 200 Kg W/L Line Hardware Materials: 1) 2 Pin X Arms 2) 4 Pin X arms 3) DP Sets 4) Double Pole TC Sets 5) RCC/PCC Clamps | 60636-46 Dtd:13.02.2020
30 | M/s.Malu Engineering Metal Works, D-7, Industrial Estate, MSK Mill road, Gulbarga-585102, Ph:08472) 222370 | a) 8 Mtr. RCC Poles 115 Kg. WL b) 9 Mtr. RCC Poles 145 Kg W/L c) 9.5 Mtr RCC Poles 300 Kg W/L d) 8 Mtr PCC Poles 140 Kg. W/L e) 8 Mtr PSC Poles 200 Kg W/L f) 9 Mtr PSC Poles 200 Kg W/L | 60647-50 Dtd:13.02.2020
90th VAC List Meeting dtd:09.07.2020
1 | M/s V.T. Switchgears & Transformers No.33, 3rd Phase, 4th Main Peenya Industrial Area, Bangalore-560058, Ph:080-28392234,35/9986523600 | 1) 25kVA, 63kVA & 100kVA Aluminum wound CRGO Core Distribution Transformer Level-2 2) 100kVA, 250kVA and 500kVA, Aluminium Wound CRGO Core Distribution Transformers Level-3. | 14116-19 Dtd:17.07.2020
2 | M/s.Mega Power line (India) #2/3, SRS Market, 2nd Floor, VS Lane Chickpet, Bangalore -560053, Factory Address M/s. Mega Power line (India) # 22/1, 7th Cross, Azad Nagar, Near Sree Anjaneya Swamy Temple, Chamrajpet, Bangalore-560018. Ph:080 40985138/9343881685 | a) Heat Shrinkable Indoor/Outdoor Termination Kit (1.1kV-33.KV) b) Heat Shrinkable Straight Through Jointing Kit (1.1kV-33kV
3 | M/s. Sharavthy Conductor Pvt. Ltd., No.23, Bangalore Co-Operative Industrial Estate, 6th Mile, Old Madras Road, P.O Box No. 1609, Bengaluru-560016 | a) ACSR Coyote Conductor b) ACSR Lynx Conductor | 14015-18 Dtd:17.07.2020
4 | M/s. National Transcare. Sy.No.17/4, Opposite Agriculture College, Lingasugur Road Raichur Ph: 7795888032/ 9481360625 | 25 kVA ,63kVA and 100kVA 4-Star rated, CRGO type, Level-2, Distribution Transformer.. | 14019-22 Dtd:17.07.2020
5 | M/s.Kailash Transformers Pvt. Ltd., #23, KIADB-1st Stage, Kapnoor Industrial Area Kalaburagi-585104 Ph:08472-257449 | 1) 250kVA, CRGO type, Distribution Transformer EEL-2 (4-star) 2) 250kVA CRGO type, Distribution Transformer EEL-3 (5-star) | 14023-26 Dtd:17.07.2020
6 | M/s.Cauvery Power Control Sy. No. 32/2, Chennaiah Badavane, Anibesent School Road, Gollarahatti, Magadi Main Road. Ph:9880922686/9741122686 | 63kVA, 100kVA, 5 Star Rated (EEL-3 /Star-2) Aluminum Wound, Non Sealed type, CRGO core, Distribution Transformer | 14027-30 Dtd:17.07.2020
7 | M/s.Cauvery Power Control Sy. No. 32/2, Chennaiah Badavane, Anibesent School Road, Gollarahatti, Magadi Main Road. Ph:9880922686/9741122686 | 25kVA,63kVA and 100kVA, 0.433kV, 4 Star Rated (EEL-2/Star-1) Aluminum Wound, Non Sealed type, CRGO core, Distribution Transformer | 14031-34 Dtd:17.07.2020
8 | M/s. Sutrave Electricals, plot No. D-5, Kapnoor 1st stage, industrial Estate, Humnabad Road, Kalaburagi-585104, Ph:91+ 812374388 | ) 2 Pin Cross Aram 2) 4 Pin Cross Aram 3) DP Set 4) DP TC Set 5) Pole Clamp 6) HT LT Single Top Supports 7) Guy Rod 8) 11kV Horizontal Cross Arms 9) Earth Guarding (EG Stirrups). | 14035-38 Dtd:17.07.2020
9 | M/s. Kailash Transformers Pvt. Ltd., #23,-KIADB-1st Stage, Kapnoor industrial Area Kalaburagi-585104, Ph: 08472-258349/ Mobile9741729977 Factory Address M/s. Kailash Transformers Pvt. Ltd., SB.Patil Group, P.B. No.124, Nehru Gunj, Gulbarga | 25kVA,63kVA and 100kVA BEE 4 star Energy Efficiency Level-2 CRGO type, Distribution Transformer | 14039-43 Dtd:17.07.2020
10 | M/s. Navitas Insulators Pvt. Ltd., B-Plot No.49, Road No.6 3rd Phase Obadanahalli Industrial Area, Doddaballapur, Bangalore-562163, Ph: 984402295 | 11kV45KN Polymeric Dead End Disc insulator 2) 11kV 5KN Polymer Pin Insulator 3)11kV 70 KN Composite B&S Insulator 4)33kV 70kN Polymer B&S Insulator 5) 9kV 5KN Polymer Lightning Arrestors. | 14044-47 Dtd:17.07.2020
11 | M/s. Kalpa Electrical Pvt. Ltd., # 33/4, Industrial Area, Machohalli, Magadi Road, Bangalore-560091, Ph: 9980039624 M/s. M/s.Kalpa Electrical Pvt. Ltd., No.133/4 Chikka Hanumanthaiah Industrial Area, Machohalli, Magadi Main Road, Bangalore-560091. | 1) LT Current Transformer 2) HT Indoor Resin Cast CT up to 33kV | 140485-51 Dtd:17.07.2020
12 | M/s. Nandi Poles & Allied Materials, Manufacturing Industry Polt No.296 I.A Kolhar (K) Dist Bidar, Ph: 9741648858 | 1) RCC 9 Mtr Pole 145 Kg W/L 2) RCC 8 Mtr Pole 115 Kg W/L 3) PSC 9Mtr Pole 200Kg W/L 4)PCC 8 Mtr Poles 140 Kg W/L 5) RCC 9.5 Mtrs Pole 350 Kg W/L. | 14025-55 Dtd:17.07.2020
13 | M/s. Devi Poles and Blocks Company Sy. No.2017 Goshala Road, Autonagar, Raichur-584102 Ph: 9342844715 | 1) 9 Mtr RCC Pole 145 Kg W/L 2) 9 Mtr PSC Pole 200Kg W/L 3) 8 Mtr RCC Pole 115Kg W/L 4) 8 Mtr PCC Pole 140 Kg W/L | 14056-59 Dtd:17.07.2020
14 | M/s. Chaitanya Electric Company No.2, B.M. Shankarappa Estate, Telecom Layout road, Sunkadakatte, Bangalore-56091 Ph: 9845296573 | 1) 25kVA, 63kVA,100kVA, 250Kva and 500Kva EEL-3 (2-Star) CRGO type Distribution Transformers. 2) 250kVA & 500kVA, (1-Star) EEL-2 CRGO Type Distribution Transformer | 14060-63 Dtd:17.07.2020
15 | M/s.Sampurna Enterprises, Plot No. R-3 & 18, KSSIC Ltd., Industrial Estate, Hosahalli Sindhanur-584128, Ph: 08535-274442/Mobile: 9739384442,9742243677 | 11) GOS Single Break 11kV 200Amps. 2) 11kV 200A HG Fuse Unit 3) LT Protection Kit. | 14064-67 Dtd:17.07.2020
16 | M/s. K.V.T Industries No.134/B 3rd Stage Mundargi Industrial Area KIADB Bellary-583103 Ph:+91 9448006807 /9535319570 | 1) PCC 8 Mtr Pole 140Kg W/L 2) PSC 8 Mtr Pole 200 Kg W/L 3) RCC 8 Mtr Pole 115 Kg W/L 4) PSC 9 Mtr Pole 200 Kg W/L 5) RCC 9 Mtr Pole 145 Kg W/L 6) RCC 9.5 Mtrs Pole 350 Kg W/L. | 14069-71 Dtd:17.07.2020
17 | M/s.Sahyadri Electricals Pvt. Ltd., No.51,22nd Cross, Rajagopalanagara Main road, Opp. Police Station, 4th phase, Peenya Industrial Area, Bengaluru-560058. Ph: 080-41288632/ 9448260562 | 1) 33kV Control & Relay Panels 2) LT ACDB/DCDB 3) Annunciation Panel 4) DTC Metering Panel 5) 11kV Metering Panel 6) 11kV 630 A LBS Panel | 14072-75 Dtd:17.07.2020
18 | M/s. Shakti Industries CA-4D:KIADB:IInd Stage Kapnoor, Gulbarga, Ph: 08472-258152/ Mobile:9448092777 | A) 9.5 Mtr RCC Pole 300Kg W/L | 13971-74 Dtd:17.07.2020
19 | M/s. Jain Electrical Industry, Sy. No.499, Behind Bharat Petroleum Pump, Sindagi road, INDI-586209 DT Vijayapur Karnataka, Ph: 08359-222019 /Mobile:9448129016 | 1) 25kVA, 65kVA and 100kVA Aluminum Wound, CRGO Core, EEL-2 (Star-1) Rated Distribution Transformer. 2) 25kVA, 63kVA and 100kVA Aluminum Wound CRGO Core EEL-3 (Star-2) Rated Distribution Transformer | 13975-78 Dtd:17.07.2020
20 | M/s. Jain Electrical Industry, Behind Bharat Petroleum Pump, Sindagi road, INDI-586209 District: Bijapur Karnataka, Ph: 08359-222019/Mobile:9448129016 | 1) 11kv Horizontal Cross Arm 2) D.P. Structure Set 3) 25kVA TC Structure with H Frame 4) 63KVA TC Structure with H Frame 5) 100kVA TC Structure with H Frame 6) Guy Rod set 7) Pole Clamps 8) Spiral Earth Electrodes 9) LT TC Distribution Box 10) 33kV Cross Arm with Clamp Top Support, 11) 33kV DP Set 12) 33kV Guy Sets | 13979-82 Dtd:17.07.2020
21 | M/s. Paras Power Engineering Pvt. Ltd., Plot No. 434, 12th cross, IV Phase Peenya Industrial Area, Peenya, Bangalore-560058 Ph:080-28361414/ 28364166/9916924505, | 1) CTs and PTs Resin Cast/ Oil filled for indoor applications up to 33kV Voltage class. 2) CTs and PTs Resin Cost/ Oil filled for Outdoor applications up to 33kV voltage class. 3) 11kV HT Metering Cubicle | 13983-86 Dtd:17.07.2020
22 | M/s. Vijay Electricals No.9.Byraveshwara Industrial estate, Andrahalli Main Road Near Peenya 2nd stage Bangalore-560091. Ph:080-28360607 | 1) 25kVA, 63kVA and 250kVA Star-1 rated (EEL-2/4 Star) Distribution Transformer, CRGO core50Hz ONAN Cooled. 2) 100kVA, 250kVA and 500 kVA Star-2 rated (EEL-3/5star) Distribution Transformer CRGO core 50Hz ONAN cooled. | 13987-90 Dtd:17.07.2020
23 | M/s. Banavathy Power Systems Pvt. Ltd.,# 376/A, 10th Cross, 4th Main, 4th Phase Peenya Industrial Area,Bangalore-560058. Ph: 9880193874 | 1) Compuss Compact Sub-station (CSS) 2) 11kV HT Metering Cubicle 3) 11kV HT Metering Cubicle with LBS. 4) 11kV Metering Cubicle with VCB 5) 11kV HT Load Break Switch & Panel 6) 11kV HT LBS RMU (Compact/Conventional) 7) 11kV HT VCB Panel 8) 11kV HT VCB-RMU with without scada compatibility 9) 11kV HT VCB & LBS Combination RMU 10) LTAC Panel for sub-stations | 13991-94 Dtd:17.07.2020
24 | M/s.Raj Power Controls, # 116/7 & 117/6, Mookambika Temple Road, Machohalli Forest Gate, Magadi Main Road, Bangalore-560091. Ph:+91 9611146656/ 9886260538 | 1) 25kVA, 63kVA and 100kVA star-1 Rated EEL-2, 3Phase, ONAN, Aluminium Wound Oil Filled Distribution Transformers. 2) 25kVA, 63kVA and 100kVA star-1 Rated EEL-3, 3Phase, ONAN, Aluminium Wound Oil Filled Distribution Transformers. | 13995-98 Dtd:17.07.2020
25 | M/s. KLN Enterprises, 312 by pass road, opp APMC yard, Madahahalli village, Gauribidanur, Chikaballapur, Karnataka, 561208, Ph:9448249763 | 1) 11kV DP Set, Clamp 2) DP TC Set 3) Horizontal X arms 4) 4 Pin X Arm 5) 2 Pin X Arm 6) Clamps 7) Guy Sets 8) EG Stirrup 9) HTLT Support 10) Special 3 Pin Cross Arm | 13999-14 Dtd:17.07.2020
26 | M/s. Mahalakshmi Transformers # 16,15th Cross, Kareemsab layout Hegganahalli, Peenya 2nd stage, Bangalore-560091 | 63kVA,100kVA and 250kVA EEL-3 , 5 Star rated, Aluminium Wound CRGO core, Distribution Transformers | 14076-79 Dtd:17.07.2020
27 | M/s. Matha Industries Plot-102, KIADB Industrial Area Opp IOCL Depot, Shahabad road, Kalaburagi, Ph: 9945486077/ 9945423177 | PSCC 9 Mtr Pole 300kG W/L | 14084-87 Dtd:17.07.2020
28 | M/s. Ganga Cement Products Plot No-93 KIADB Industrial Area, Opp IOCL Depot, Shahabad road, Kalaburagi, Ph:9945865077/ 9945423177 | PSCC 9 Mtr Pole 300kG W/L | 14080-83 Dtd:17.07.2020
29 | M/s. Bhumi Concrete Products Plot no-102 KIADB Industrial Area opp IOCL Depot, Shahabad road, Kalaburagi, Ph: 9945865077/ 9945423177 Factory Address M/s. Bhumi Concrete Products Plot no-19&24, KIADB Gadavanti Industrial area Humnabad, Dist: Bidar | PSCC 9 Mtr Pole 300kG W/L | 14088-91 Dtd:17.07.2020
30 | M/s. Shree Bhyraveshwara Electricals work # M-1, Lokikere road Industrial Estate Davangere-577005, PH:9449683214/7353585344 | 25kVA, 4-star Rating Aluminum Wound CRGO Core, Distribution Transformer EEL-2 | 14092-95 Dtd:17.07.2020
31 | M/s. GSC Transformer Industries sy No.266/5, Shirur, Tal,Dist: Bagalkot, State: Karnataka-587101, Ph:9535085313/9535655308 | 1) 25kVA,63kVA and 100kVA Aluminum wound CRGO Core, EEL-2 Distribution Transformer. 2) 25kVA, 100kVA, Aluminum Wound CRGO Core, EEL-3 Distribution Transformer. | 14096-99 Dtd:17.07.2020
32 | M/sDeccan Electricals Pvt. Ltd., 301, “Apurupa pch”, 8-2-293/A/A/1, Road No.2 Banjar Hills, Hyderabad, Telangana India-50034, Ph:040-23550810/ 23550872/ Mobile:9000478855/ 9849018181 Factory Address M/s.Deccan Electricals Pvt. Ltd., Sy.No.10/D Gaddapotharam Industrial Area, Kazipally Rd, Hyderabad, Telangana India-502319 | 1) 11kV 5KN Polymer Pin Insulators, Valid for 02 Years 2) 11kV 45KN Polymer Disc Insulators, Valid for 02 Years 3) 33kV 10KN Polymer Pin Insulators, Valid for 02 Years 4) 33kV 45KN/70KN/90KN Polymer Disc Insulators, Valid upto 07.11.2021 | 14100-103 Dtd:17.07.2020
33 | M/s.Shantveer Electrical Engineering Company Shikarkhane road Opp:Choudri Hospital Vijayapur-586104, Ph:+ 91 9620652992 Factory Address M/s.Shantveer Electrical Engineering Company Station Back road Shaik Building Behind Mahindra Tractor Showroom Vijaypur-586104 | a) TC Set’s 25/63/100 kVA b) HT Top support 11kV/33kV c) 2-pin/4-Pin X-arm d) Turn buckle set e) Cross arms 11kV & 33kV f) Guy Rod g) DP Set with H-frame set h) Pole clamps RCC/PSC/PCC i) EG Stirrups | 14104-07 Dtd:17.07.2020
34 | M/s. Srestaa Electro Technics H.No.3-6157/A, Paravathi Residency, Flat No 301, Himayath Nagar, Beside Urdu Hall, Hyderabad Dist:Telangana State, Pin-500029.Ph:040-23091991/9246593959/9391274296 /9848128779 Factory Address M/s. Srestaa Electro Technics Plot No. 814, H.No.07.75/814Subash Nagar, Jeedimetla Hyderabad-500055, Telangana. | 1) LT Resin cast Current Transformers | 14108-11 Dtd:17.07.2020
35 | M/s. KEI Industries Limited No.15, Sirur Park road Sheshadripuram, Bangalore-560020, Ph: +91 8884439334/ 080-23466255/ +91-1493-220106. Factory Address M/s.KEI Industries LTD SP-919/920/922, Ricco Industrial Area, PH-III, BHIWADI, Dist, Alwar-301019 Rajasthan. | 1) 3Cx400 sq.mm 33kV HT XLPE Insulated Cable 2) 3Cx400 sq.mm 11kV HT XLPE Insulated Cable 3) 3CX95 + 1X 70 sq.mm 11kV HT AB Cable Armoured XLPE Insulated LT Cable 1.1 kV Class. 4) 2CX16 sq.mm 5) 4CX10 sq.mm 6) 4CX16 sq.mm 7) 4CX25 sq.mm 8) 3.5X50 sq.mm 9) 3.5X70 sq.mm 10) 3.5X95 sq.mm 11) 3.5X120 sq.mm 12) 3.5X150 sq.mm 13) 3.5X240 sq.mm 14) 3.5X185 sq.mm 15) 3.5X300 sq.mm 16) 3.5X400 sq.mm | 14112-15 Dtd:17.07.2020
36 | M/s. Aditya Per-Stress First Flor-Narsimha Towers, # 96 Super Market Gulbarga, Ph:9343533444 | 1) 9 Mtr Square RCC Pole 150 Kg W/L 2) 9 Mtr RCC Poles 145 Kg W/L 3) 8 Mtr RCC Poles 115 Kg W/L 4) 8 Mtr PSC Pole 200 Kg W/L 5) 9 Mtr PSC Poles 200 Kg W/L 6) 8 Mtr PCC Pole 140 Kg W/L 7) 9.5 Mtr RCC Poles 300 Kg W/L | 14003-06 Dtd:17.07.2020
37 | M/s. Shree Per-Stres, Sy.No. 623, S. Saradagi, Near Airport, Sedam Road Kalaburagi Ph:9845667555 | 1) 9.5 Mtr RCC Poles 300 Kg W/L 2) 9 Mtr Square RCC Pole 150 Kg W/L 3) 9 Mtr RCC Poles 145 Kg W/L 4) 8 Mtr RCC Poles 115 Kg W/L 5) 9 Mtr PSC Poles 200 Kg W/L 6) 8 Mtr PSC Pole 200 Kg W/L 7) 8 Mtr PCC Pole 140 Kg W/L | 14007-101 Dtd:17.07.2020
38 | M/s.Kabra Industries, Plot No.23&24, Nandur Kesartagi, Gulbarga,Ph:9343533444 | 1) 8 Mtr RCC Poles 115 Kg W/L 2) 9 Mtr RCC Poles 145 Kg W/L 3) 9.5 Mtr RCC Poles 300 Kg W/L 4) 8 Mtr PCC Pole 140 Kg W/L 5) 9 Mtr PSC Poles 200 Kg W/L | 14011-14 Dtd:17.07.2020
91st VAC List Meeting dtd:22.09.2020
1 | M/s. Omega Switchgear, Site No.2 Kachohalli Industrial Area, Bangalore-5600091, Mobile: + 91 9902001155/ 9742400888 | 1) 11kV, 3 CT 3PT Metering Cubicle 2) 11kV 3 CT 3 PT Metering Cubicle with LBS 3) 11Kv VCB Panel 4) 11Kv HT 630 Amp Load Break Switch/LBS Panel | 27064-67 Dtd:07.10.2020
2 | M/s. Prakash Metal Products Unit-1: Sy.No. 101/B3, Aydhya Village, Near Kempageri, Karwar Road, Hubli-580024Ph:0836-2303024 /Mobile:2448123024 | 1) 25kVA,63kVA, 100kVA and 250kVA, 5 star (EEL-3) Oil cooled, CRGO core, Aluminum wound, Distribution Transformer | 27052-55 Dtd:07.10.2020
3 | M/s. Shree Prema Industries and Electricals Pvt. Ltd., Unit-II Kukkuppi village, Hospet Road, Kuddalgi Tq. Ballari Dist-53135 Ph: 9986429454/9538899179 | 1) RCC 9 Mtr 145 Kg W/L 2) PSC 9 Mtr 200Kg W/L 3) RCC 8 Mtr 115 Kg W/L 4) PSC 8 Mtr 200 Kg W/L 5) PCC 8 Mtr 140 Kg W/L 6) PSCC 9 Mtr 300 Kg W/L | 27101-03 Dtd:07.10.2020
4 | M/s. S.B. Engineers and Associates Plot No.22-1, Kasturi Nivas, Sanchi Nagar New Gatge Layout, Beside Camp Bell school, Kalaburagi-585103. Ph:9611749383/8970343052 | 1) LT Cross arms 2) HT Cross Arms 3) Special Cross Arms 4) HT top supports 5) LT top supports 6) DP sets 7) Double pole TC sets 8) Guy Set Complete 9) Pole clamps, Nuts and Bolts 10) Danger Board/Number plate 11) GI Grounding pipes (Cut & Nut Bolts) 12) Spiral Earth Electrodes 13) GOS H Frame 14) Street Light Complete set 15) 33 kV TC sets 16) 33 kV DP Sets. | 27104-07 Dtd:07.10.2020
5 | M/s.Raj Power Controls, # 116/7 & 117/6, Mookambika Temple Road, Machohalli Forest Gate, Magadi Main Road, Bangalore-560091. | 1) 250kVA, 500kVA star-5 Rated EEL-3, 3Phase, ONAN, Aluminium Wound Oil Filled Distribution Transformers. | 27108-11 Dtd:07.10.2020
6 | M/s. Prakash Metal Products, Ayodhya Village Near Kempageri, Karwar Road, Hubli,. Ph:+9448123024 | 1) LT Distribution Panel 2) LT Feeder Pillar Panel 3) Tamper Proof Panel | 27112-15 Dtd:07.10.2020
7 | M/s.Vijay Vidyuth Udyog # 10, Survey No.168/1 Machohalli, Dasanapura Hubli, Magadi Road, Bengaluru-560091 | 1) 25kVA, 63kVA and 100kVA (EEL-2) (4-star rated) Aluminum wound, CRGO core Distribution Transformers. 2) 63kVA, 100kVA, 250kVA and 500kVA (EEL-3) (5-star rated) Aluminum wound CRGO Core Distribution Transformers | 27089-92 Dtd:07.10.2020
8 | M/s.Umashankar Industries, Sy. No. 12/1, Sultanpur Village Near Budugumpa Cross, Tq. & Dist Koppal-583231, Ph: 9916062580 | 1) 9 Mtr PSC Pole 200Kg W/L 2) 8Mters PSC Pole 200Kg W/L 3) 8 Mtr PCC Pole 140 Kg W/L 4) 9 Mtr RCC Pole 145 Kg W/L 5) 8 Mtr RCC Pole 115 Kg W/L 6) 9.5Mtrs RCC Pole 350Kg W/L 7) 9 Mtr RCC Pole Square Pole 150 Kg W/L. | 27076-79 Dtd:07.10.2020
9 | M/s. Shree Sharanabasaveshwara Fabricators, Shed # C-1, KSSIDC-Kapnoor Industries Estate- Gulbarga585104 Ph:+91 944809277 | 1) HG Fuse Unit 2) LT Protection Kit 3) 11kV Class 200 Amps GOS Set | 27068-71 Dtd:07.10.2020
10 | M/s. Shirdi Sai Electricals Limited 2nd Floor, plot No. 58 and 59, Industrial Development Area, Kadapa, YSR District, Kadapa (Cuddapah), Andhara Pradesh. Ph: +7799888960/ 9849124422 | 1) 11kV/433V 25kVA, 63kVA,100kVA 200kVA, and 630kVA, CRGO core (Level-2) Star-1 Distribution Transformer. 2) 25Kva 63kVA, 100kVA, 200kVA, and 500kVA, Aluminium Wound CRGO core (Level-2) Star-2 Distribution Transformer 3) 5MVA and 8MVA 33/11kV Power Transformer. | 27060-63 Dtd:07.10.2020
11 | M/s. Prakash Metal Products Unit-1: Sy.No. 101/B3, Aydhya Village, Near Kempageri, Karwar Road, Hubli-580024 Ph:0836-2303024/Mobile:2448123024 | 1) 63kVA,100kVA, 200kVA and 250kVA, 4 star (EEL-2) Oil cooled, CRGO core, Aluminum wound, Distribution Transformer | 27056-59 Dtd:07.10.2020
12 | M/s. Banavathy Power Systems Pvt. Ltd.,# 376/A, 10th Cross, 4th Main, 4th Phase Peenya Industrial Area,Bangalore-560058. | 1) Battery Charger 110V 2) AC Distribution Box Single front and Double from. 3) DC Distribution Box 110V DC | 27097-108 Dtd:07.10.2020
13 | M/s. Vijay Electric Co. #22-26, 12th Cross, Vyashanavi Nagar, Babasabpalya, Kengeri, Bangalore, -560060, Ph: 9886406701 | 1) 25kVA and 63kVA, Aluminum Wound CRGO Core, EEL-3 (Star-5) Rated Distribution Transformer. 2) 63kVA, 100kVA and 250kVA Aluminum Wound CRGO Core EEL-2 (star-4) Rated Distribution Transformer | 27120-23 Dtd:07.10.2020
15 | M/s. Kalpa Electrical Pvt. Ltd., # 33/4, Industrial Area, Machohalli, Magadi Road, Bangalore-560091, Ph: 9980039624 | 1)11kV Indoor Resin Cast CT 2) 11kV Indoor Resin Cast PT 3) 33kV Indoor Resin Cast CT 4) 11kV Outdoor Oil Cooled PT 5) 33kV Outdoor Oil Cooled PT | 27116-19 Dtd:07.10.2020
16 | M/s. ATC Ceramics Murari Nagar, G.T Road Opp. Roadways Bus Stand Khurja-201313 | 1) 11kV, 45KN Composite Polymeric Disc Insulator 2) 11kV, 5KN Composite Polymeric Pin Insulator. 3) 33kV, 10KN Composite Polymeric Pin Insulator. 4) 33kV, 70 KN Composite Polymeric Disc Insulator. 5) 11kV, 200 Amps Drop Out fuse/HG fuse unit. 6) 11kV GI Pins. 7) 1.1kV LT Pins | 27039-42 Dtd:07.10.2020
17 | M/s.Sri.Mahalaxmi Fabrication works Mouneshwar Nagar, Kolkur cross Jewargi-585310, Mobil: 9902561421 | 1) Top Support 2) 4 Pin Cross Arm 3) 2 Pin Cross Arm 4) HT Cross Arm 5) Double Pole TC Set 6) Double pole DP Set 7) RCC pole Clamps 8) PCC Pole Clamps 9) Guy Rod | 27043-46 Dtd:07.10.2020
18 | M/s. Shakti Industries Asundi Kajjari Road, Near Syngenta Seeds, Co., at Po. Asundi Village Tq. Ranebennur Dist: Haveri., Ph: 9886834685 | 1) 8 Mtr PCC Poles 140 Kg W/L 2) 8 Mtr PSC Pole 200 Kg W/L 3) 9 Mtr PSC Pole 200 Kg W/L 4) 8 Mtr RCC Pole 115 Kg W/L 5) 9 Mtr RCC Pole 145 Kg W/L | 27047-50 Dtd:07.10.2020
19 | Unit-I: M/s. Sharavthy Conductor Pvt. Ltd., No.23, Bangalore Co-Operative Industrial Estate, 6th Mile, Old Madras Road, P.O Box No. 1609, Bengaluru-560016, | a) ACSR Rabbit Conductor b) ACSR Weasel Conductor | 27072-75 Dtd:07.10.2020
20 | M/s.Shiva Concrete Products, Works: sy No. 295,296,299 Halli Sagar Village-Karnnya Kollur road-Shahapur-58522, Ph:08472-257449/mobile:9945249993 | 1) 8 Mtrs RCC Poles 115 Kgs W/L 2) 9 Mtrs RCC Poles 145 Kgs W/L 3) 9 Mtrs RCC Pole 150 Kgs W/L 4) 9.5 Mtr RCC Poles 350 Kgs W/L 5) 8 Mtr PCC Poles 140 Kgs W/L 6) 8 Mtrs PSC Pole 200 Kgs W/L 7) 9 Mtr PSC Pole 200 Kgs W/L 8) 9.5 Mtrs RCC Pole 300 Kgs W/L | 27081-84 Dtd:07.10.2020
21 | M/s.Classic Technolines Pvt. Ltd., Plot No.9A, Phase 2, Sector 1, KIADB Industrial Area, BIDADI, Ramnagaram District-562109 (Karnataka), Ph: 080-26750401 /9886792465/9901924555 | 5MVA Power Transformer Up to 33kV Class | 27085-88 Dtd:07.10.2020
22 | M/s.KEI Industries Ltd. SP-919/920,RIICO Industrial Area, P-III Bhiwadi Dist:Alwar | 1) 11kV, 3Cx95 sq.mm XLPE cable 2) 11kV, 3Cx240 sq.mm XLPE cable 3) 11kV 3Cx120 sq.mm XLPE AB cable | 27093-98 Dtd:07.10.2020
GULBARGA ELECTRICITY SUPPLY COMPANY LIMITED
Approved Vendors in GESCOM as on
Sl. No. | Name and Address of the firm | Approved Materials | Approval OM No. & Date | Valid up to
96th VAC List Meeting dtd:31.03.2022
1 | M/s. Shiva Concrete Products,P.B.No.124,Nehru Gunj, Kalaburgi. Ph:08352-250649 Factory Address: M/s. Shiva Concrete Products,P.B.No.25, Indi Road, Bijapur. | 1) 8Mtr RCC poles 115Kg W/L 2) 9Mtr RCC poles 145Kg W/L 3) 9.5Mtr RCC poles 350Kg W/L 4) 9Mtr Sq. RCC poles150Kg W/L 5) 8Mtr PSCC poles 140Kg W/L 6) 8Mtr PSCC poles 200Kg W/L 7) 9Mtr PSCC poles 200Kg W/L | 3235-39 Dtd:19.04.2022 | 18.04.2024
2 | M/s. Mahadev Industries, plot No. 5&6 Industrial Area, Bidar. Ph:08472-257449 | 1) 8Mtr RCC poles 115Kg W/L 2) 9Mtr RCC poles 145Kg W/L 3) 9.5Mtr RCC poles 350Kg W/L 4) 9Mtr Sq. RCC poles150Kg W/L 5) 8Mtr PSCC poles 140Kg W/L 6) 8Mtr PSCC poles 200Kg W/L 7) 9Mtr PSCC poles 200Kg W/L | 3243-46 Dtd:19.04.2022 | 18.04.2024
3 | M/s. Nataraj Cement works, Shahapur #P.B.No.124, Nehru Gunj, Gulbarga. Ph:08472-2574429 Factory Address M/s. Nataraj Cement works, Hallisagar village, shahapur. Yadgir District | 1) 8Mtr RCC poles 115Kg W/L 2) 9Mtr RCC poles 145Kg W/L 3) 9.5Mtr RCC poles 350Kg W/L 4) 9Mtr Sq. RCC poles150Kg W/L 5) 8Mtr PSCC poles 140Kg W/L 6) 8Mtr PSCC poles 200Kg W/L 7) 9Mtr PSCC poles 200Kg W/L | 3247-52 Dtd:19.04.2022 | 18.04.2024
4 | M/s. Karnataka Pre-Stress Concrete Work, P.B.No.124, Nehru Gunj, Gulbarga Ph:08472-257428 | 1) 8Mtr RCC poles 115Kg W/L 2) 9Mtr RCC poles 145Kg W/L 3) 9.5Mtr RCC poles 350Kg W/L 4) 9Mtr Sq. RCC poles150Kg W/L 5) 8Mtr PSCC poles 140Kg W/L 6) 8Mtr PSCC poles 200Kg W/L 7) 9Mtr PSCC poles 200Kg W/L | 3253-56 Dtd19.04.2022 | 18.04.2024
5 | M/s. Mahadev Industries Kalaburagi P.B.No.108,Nehru Gunj, Kalaburagi. Ph:08472-257428 Factory Address M/s. Mahadev Industries Kapnoor village, Humnabad road, Gulbarga | 1) 8Mtr RCC poles 115Kg W/L 2) 9Mtr RCC poles 145Kg W/L 3) 9.5Mtr RCC poles 350Kg W/L 4) 9Mtr Sq. RCC poles150Kg W/L 5) 8Mtr PSCC poles 140Kg W/L 6) 8Mtr PSCC poles 200Kg W/L 7) 9Mtr PSCC poles 200Kg W/L | 3257-61 Dtd:19.04.2022 | 18.04.2024
6 | M/s. M3 Electricals plot NO.176, KIADB, Industrial area, Nandur, Kesaratagi, Shahabad road Kalaburgi-585102 Ph:8867777959 | 1)11kv DP sets 2)2 pin X arms 3)3 pin X arms 4)4 pin X arms 5)single pole TC sets 6)Double pole TC set with H-frame complete 7)Top supports 8)Guy sets( E 9)RCC/PCC clamps 10)33kv DP sets 11)33kv X arms 12)33kv V Shape X arms 13)11kv horizontal X arms 14)EG- stirrups 15)Spiral earth electrodes 16)Earthing pipes | 33023-06 Dtd:19.04.2022 | 18.04.2024
7 | M/s. Malu Engineering Metal Works, D-7, Industrial Eatate, MSK Mill road Gulbarga-585102. Ph:08472-222370 | 1) 8 Mtr RCC Poles 115 Kg W/L 2) 9 Mtr RCC Poles 145 Kg W/L 3) 9.5 Mtr RCC Ploes 300 Kg W/L 4) 8 Mtr PSCC Poles 140 Kg W/L 5) 8 Mtr PSCC Poles 200 Kg W/L 6) 9 Mtr PSCC Poles 200 Kg W/L. | 3307-10 Dtd:19.04.2022 | 18.04.2024
8 | M/s. Mahesh Fabriko, # D-8 Industrial Estate MSK Mill road Gulbarga-585102 Ph:08472-222370 | 1) 8 Mtr RCC Poles 115 Kg W/L 2) 9 Mtr RCC Poles 145 Kg W/L 3) 9.5 Mtr RCC Ploes 300 Kg W/L 4) 8 Mtr PSCC Poles 140 Kg W/L 5) 8 Mtr PSCC Poles 200 Kg W/L 6) 9 Mtr PSCC Poles 200 Kg W/L. Line Hardware Materials: 1) 2 Pin X Arms 2) 4 Pin X Arms 3) DP sets 4) Double Pole TC Sets 5) Pole Clamps | 3311-14 Dtd:19.04.2022 | 18.04.2024
9 | M/s. Kailash Transformers Pvt. Ltd., S.B. Patil Group. P.B. No. 124, Nehru Gunj, Gulbarga Ph.No: 08472-258349 Factory Address M/s Kailash Transformers Pvt. Ltd., #23, KIADB Industrial Area Ist Stage, Kapnoor, Gulbarga. | 25 KVA, 63KVA and 100KVA, EEL-3, 2 Star Aluminum Wound, CRGO core, Distribution Transformers | 3315-19 Dtd:19.04.2022 | 27.02.2024
10 | M/s. Kailash Transformers Pvt. Ltd., #23, KIADB Industrial Area 1st Stage, Kapnoor, Gulbarga. Ph.No: 08472-258349 | 1)250kVA, EEL-2, 4-star rated, Aluminium Wound CRGO type, Distribution Transformer 2)250kVA, EEL-3, 5-star rated, Aluminium Wound CRGO type, Distribution Transformer | 3363-66 19.04.2022 | 27.02.2024
11 | M/s. Kailash Transformers Pvt. Ltd., #23,-KIADB-1st Stage, Kapnoor industrial Area Kalaburagi-585104, Ph: 08472-258349/ Mobile9741729977 Factory address M/s. Kailash Transformers Pvt. Ltd., SB.Patil Group, P.B. No.124, Nehru Gunj, Gulbarga | 25kVA,63kVA AND 100kVA EEL-2, 4star rated, Aluminium Wound, CRGO type, Distribution Transformer | 3383-87 Dtd:19.04.2022 | 27.02.2024
12 | M/s. Mahadev Industries Kalaburagi P.B.No.108,Nehru Gunj, Kalaburagi. Ph:08472-257428 Factory Address M/s. Mahadev Industries Kapnoor village, Humnabad road, Gulbarga | 1) 8Mtr RCC poles 115Kg W/L 2) 9Mtr RCC poles 145Kg W/L 3) 9.5Mtr RCC poles 350Kg W/L 4) 9Mtr Sq. RCC poles150Kg W/L 5) 8Mtr PSCC poles 140Kg W/L 6) 8Mtr PSCC poles 200Kg W/L 7) 9Mtr PSCC poles 200Kg W/L | 3257-61 19.04.2022 | 18.04.2024
13 | M/s. Sudarshana infrastructures, Plot No.694 & 695 and GP No.723, 724, Near Indian Oil Petrol Bunk, Hosahalli Koppal. Ph No:08539-230301/9591112999 | 1) 2 pin cross arm with clamp 2)11kv special 3 pin cross arm set 3)4 pin cross arm with clamp 4)11kv horizontal cross arm set 5)D. P structure with “H” frame 6)63kva TC structure with “H” frame 7)100kva TC structure with “H” frame 8)Anchor road 9)Turn buckle 10)Pole clamps 11)E G stirrups 12)Guy sets (Excluding strain insulator) 13)Spiral earth electrodes 14)33kv D.P set 15)33kv cross arm set 16)33kv poles clamps 17)33kv guy set (Excluding strain insulator) 18)Bolt and nuts 19)Eye bolt 20)Height piece | 3341-44 Dtd:19.04.2022 | 18.04.2024
14 | M/s. V.R.Patil Vividh Vidyuth Nirman Pvt., Ltd., Transmission Line, Sub-station, Civil Contractors & Engineers, "Gurukrupa" Hoslingapur, Munirabad, Tq & Dist: Koppal Ph: 0853-299999/ Mobile:9880251693 | 1) 2 Pin Cross Arm with clamp 2) 11kV Special 3 pin Cross Arm set 3) 4 Pin Cross Arm with Clamp 4) 11kV Horizontal Cross Arm set 5) D.P Structure with “H” Frame 6) 63 kVA TC Structure with “H” Frame 7) 100kVa TC Structure with “H” Frame 8) Anchor Road 9) Turn Buckle 10) Pole Clamps 11) E.G Stirrups 12) Guy Sets (Excluding Strain insulator) 13) Spiral Earth Electrodes 14) 33kV D.P Set 15) 33kV Cross Arm set 16) 33kV Poles Clamps 17) 33kV Guy set (Excluding strain Insulator) 18) Bolt & Nuts 19) Eye Bolt 11/33kV 20) Height Piece. | 3324-27 Dtd:19.04.2022 | 18.04.2024
15 | M/s J.M. Electrical Works, Holagundi Road, Huvinhadagali-583219, Sy. No. 224/C/3, Holagundi road Near by JSS College, Huvinahadagali Town and Tq. Ballari., Karnataka-583219 Ph:9902371432 | 1) 25kVA, 63kVA and 100kVA 4 star rated CRGO type, Distribution Transformer EEL-2. 2) 25kVA, 63kVA and 100kVA 5 star Rated CRGO type, Distribution Transformer EEL-3. | 3333-36 19.04.2022 | 18.04.2024
16 | M/s. Matha Industries Plot-102, KIADB Industrial Area Opp IOCL Depot, Shahabad road, Kalaburagi, Ph: 9945486077/ 9945423177 | 1) 8Mtr PSCC poles 140Kg W/L 2) 8Mtr PSCC poles 200Kg W/L 3) 9Mtr PSCC poles 200Kg W/L 4) 8Mtr RCC poles115Kg W/L 5) 9Mtr RCC poles 145Kg W/L 6) 9Mtr RCC poles 200Kg W/L 7) 9.5Mtr RCC poles 300Kg W/L 8) 9Mtr PSCC poles 300Kg W/L | 3320-23 Dtd:19.04.2022 | 18.04.2024
17 | M/s. Uni-power Transmission (Mysore) Pvt. Ltd., #55,2nd Stage, Opp Tippu Park, Udayagire 2nd stage, Mysore-570019 Ph:0821-2494392/ 9880091001/9900082832 Factory Address M/s. Unipower Transmission (Mysore) Pvt. Ltd., #33, Belavadi Industrial Area, Hunsur Road, Mysore-570018 | 1)ACSR Rabbit Conductor 2)ACSR Weasel Conductor 3)ACSR Coyote Conductor | 3328-32 Dtd:19.04.2022 | 18.04.2024
18 | M/s. Bhumi Concrete Products Plot No.19, KIADB Industrial Area, Humnabad, District Bidar. Ph: 9945865077 | 1) RCC 8 Mtr Poles 115 Kg W/L 2) RCC 9Mtr Ploes 145 Kg W/L 3) RCC 9.5 Mtr Poles 300 Kg W/L 4) PSCC 8 Mtr Poles 140 Kg W/L 5) PSC 8 Mtr Poles 200Kg W/L 6) PSC 9 Mtr Poles 200Kg W/L 7) PSCC 9Mtr Poles 300 Kg W/L | 3350-53 Dtd:19.04.2022 | 18.04.2024
19 | M/s B.M.G. Transformers #15&16, Sy.No.34/3, Kadabagere Village, Dasanapura Hobli, Bangalore North-562130 Ph:080-23371712/ 9448622534/9880869024 | 1) 25kVA, 63kVA, 100kVA and 250kVA EEL-3, 5 star rated CRGO type, Distribution Transformer 1) 25kVA, 63kVA and 100kVA, EEL-2, 4 star rated CRGO type, Distribution Transformer. | 3359-62 Dtd:19.04.2022 | 18.04.2024
20 | M/s.Havells India Limited 101& 102, 1st floor, Lala-1, Land Mark, 5-9-94, M.G Road, Secunderabad-500003. Ph: 0144-285100. Factory Address M/s.Havells cable plant:A-461/462, M.I.A Alwar, Rajasthan-301030. | 1) HT AB Cable 11kV a) 3Cx95+1C x70 sq.mm b) 3C x120 + 1C x 95 sq.mm 2) LT UG Power Cable a) 3.5x240 sq.mm b) 4C x 10 sq.mm 3) HT 11kV UG Cable a) 3C x 240 sq.mm b) 3C x 400 sq.mm 4) LT UG Control Cable a) 4C x 6 sq.mm | 3401-05 Dtd:19.04.2022 | 31.03.2024
21 | M/s. Deccan Electricals Pvt. Ltd., 301, “Apurupa PCH”, 8-2-293/A/A/1, Road No.2 Banjar Hills, Hyderabad, Telangana India-50034 Mobile:9000478855/ Factory Address M/s. Deccan Electricals Pvt. Ltd., Sy.No.10/D Gaddapotharam Industrial Area, Kazipally Rd, Hyderabad, Telangana India-502319 | 1) 33kV Polymer Disc Insulator. | 3392-96 19.04.2022 | 18.04.2024
22 | M/s.Sampurna Enterprises, Plot No. R-3 & 18, KSSIC Industrial Estate, Hosahalli Camp, Sindhanur-584128 Ph: 08535-274442/Mobile: 9739384442,9742243677 | 1) Spiral Earth Electrode. 2) Earthing Pipe. | 3397-400 19.04.2022 | 18.04.2024
23 | M/s. Sandhya Power Products R.S.No. 406B, plot No-19 & 20B Anand Aashram Road, Ward No.29 Gadag 582101(Karnataka), Ph: Ph:08372 297566/ Mobile:9740407566 | 1) Pole Clamps 2) LT Cross arms 3) Horizontal Cross Arms 4) Top Support 5) Guy Set 6) DP Structure 7) TC Structure 8) LT AC DB Box 9) Feeder Pillar Box 10) Street Light Control Box | 3367-70 Dtd:19.04.2022 | 18.04.2024
24 | M/s. Vijay Electric Co. # 146/117/34/3, Kadabagere village, Dasanapura Hobli, Bangalore -562130 Ph:9886406701 | 1) 25kVA, 100kVA and 250kVA Aluminum wound CRGO Core, EEL-3 (star-5) Rated Distirbution Transformer. 2) 25kVA, 63kVA & 100kVA Aluminum wound CRGO Core EEL-2 (star-4) Rated Distribution Transformer. | 3355-58 Dtd:19.04.2022 | 18.04.2024
25 | M/s. Sri Sai Ram Structures, Plot No.231,232,292 & 293, sy. No. 277 to 285, Sree Nagar, Ram Pally (V), Keesara (M), R.R. District, Telengana- 501301 Ph: 9848302627 | 1) 33kV Tower Materials 2) 33kV Cross Arms 3) 33kV Top Supports 4) 33kV Guy Sets 5)33kV Spiral Earth Electrodes. 6) 33kV DP Structures | 3371-74 19.04.2022 | 18.04.2024
26 | M/s.Straton Electricals Pvt. Ltd., Plot No- D-40 & D- 25/A, Phase-IV, IDA, Jeedimetla Hyderabad, Ph:040-40253364/ 9849513001 | 1) 33kV Outdoor Type Oil Cooled CTs. (Ratio:2000-1200-800/1-1-1-1A Burden:20/-/10/5VA Class:5P/PX/0.2S/0.2S) | 3375-78 Dtd:19.04.2022 | 18.04.2024
27 | M/s. Sai Teja Engineers plot No. 888& 968, Rami Reddy Nagar I.D.A Jeedimetla, Hyderbad Ph:9849461245 | 1) DTC Metering Box 2) LT Distribution Box | 3337-40 Dtd:19.04.2022 | 18.04.2024
97th VAC List Meeting dtd:05.04.2022
1 | M/s. Jabshetty Transformers Plot No# 73 Surey No. 40/1 KIADB Industrial estate Kapnoor 2nd stage Kalburagi-585104. Ph: 9739632889 /9743317777 | 25kVA,63kVA and 100kVA 4 Star Aluminium wound, CRGO Core, Level-2 Distribution Transformers | 3379-82 Dtd:19.04.2022 | 18.04.2024
2 | M/s.Mala Engineering & Fabrications Works Plot # 6-C, 1st Main Road, 3rd Cross, Karur Industiral area Opp:D.C Office Davangere-577006, | 1) TC Set 2) Horizontal X Arm 3) Four Pin X Arm 4) Two Pin X Arm 5) Three Pin X Arm 6) Pole Clamps 7) 11kV Guy Set (Excluding Insulator) 8) DP Structure | 3410-13 Dtd:19.04.2022 | 18.04.2024
3 | M/s. Ascott Electricals Pvt. Ltd., Unit-1 No:2, Murahari Street, West Jones Road, Sarathy Nagar, Saidapet, Chennai-600015, | 1) 33kV Current Transformer (Ration:1200-600-300/1-1Amps, Burdan:30VA & 15VA) 2) 33kV Potential Transformer (Ratio:33kV/110V, 11kV/110V) 3) Current Transformer of 33kV Combined CT-PT. 4) 11kV Current Transformers 5) 11kV Potential Transformers 6) Current Transformer of 11kV Combined CT-PT | 3406-09 Dtd:19.04.2022 | 18.04.2024
4 | M/s. Anand Transmission Products Pvt, Ltd., KIADB, Industrial Area, Plot No-56 A&B, Vijayapur Ph: 9036534167 | 1) ACSR Rabbit Conductor 2) ACSR Weasel Conductor 3) ACSR Coyote Conductor | 2985-88 Dtd:19.04.2022 | 18.04.2024
4) 25kVA BEE-2, Star-1 Distribution Transformer 5) 100kVA BEE-3, Star-2 Distribution Transformer
6) 11kV 200A Single Break GOS. 7) LT Protection Kit 8) HG Fuse Unit 9) Double Pole TC Set 10) DP Structure 11) Guy Set (excluding strain Insulator) 12) 4 Pin X-Arms 13) Pole Clamps 14) Horizontal X-Arm. 15) Top Support.
5 | M/s. Eswari Electricals Pvt, Ltd., No.64, Industrial Estate, Perungdi, Chennai-600096 Tamil Nadu, India. Ph:91-44-42152122/23,24961693, Ext No:210 Factroy Address M/s. Eswari Electricals Pvt, Ltd., (Unit-III Switch Board Division) No:227, Sirusery Village, Thiruporur Panchayat Union, Chengalpattu Taluk, Chennai-603103, India | 1) 11kV SF6 Ring Main Units | 3431-35 Dtd:19.04.2022 | 18.04.2024
6 | M/s.LVS Industries Sy. No.713, Asramam Road. Dundigal, Medchal dist Hyderbad, Ph:9666220193/ 7396514555 | 1) M+3 – Towers 2) M+6 – Towers 3) M+9 - Towers | 2989-92 Dtd:19.04.2022 | 18.04.2024
7 | M/s. HI.Tech Engineering Service H.No. 5-9592, Khan Complex Kalaburagi, | 1) 11kV Horizontal Cross Arms 2) 4 Pin Corss Arms 3) 2 Pin Cross Arms 4) 3 Pin Special Cross Arms 5) Top Support 6) 33kV V Shape Cross Arm 7) 33kV Top Supports 8) Pole Clamps 9) TC Set 10) DP Set 11) GOS H Frame 12) Guy Rod | 3418-21 Dtd:19.04.2022 | 18.04.2024
98th VAC List Meeting dtd:23.08.2022
1 | M/s. KEI Industries Limited No.15, Sirur Park road Sheshadripuram, Bangalore-560020, Factory Address M/s.KEI Industries LTD SP-919/920/922, Ricco Industrial Area, PH-III, BHIWADI, Dist, Alwar-301019 Rajasthan. | 1) 3Cx400 sq.mm 33kV HT XLPE Insulated Cable 2) 3Cx400 sq.mm 11kV HT XLPE Insulated Cable 3) 3CX95 + 1X 70 sq.mm 11kV HT AB Cable Armoured XLPE Insulated LT Cable 1.1 kV Class. 4) 2CX16 sq.mm 5) 4CX10 sq.mm 6) 4CX16 sq.mm 7) 4CX25 sq.mm 8) 3.5X50 sq.mm 9) 3.5X70 sq.mm 10) 3.5X95 sq.mm 1) 3.5X120 sq.mm 12) 3.5X150 sq.mm 13) 3.5X240 sq.mm 14) 3.5X185 sq.mm 15) 3.5X300 sq.mm 16) 3.5X400 sq.mm. 17) 11kV, 3Cx95 sq.mm XLPE cable 18) 11kV, 3Cx240 sq.mm XLPE cable 19) 11kV 3Cx120 sq.mm XLPE AB cable. | 30087-90 Dtd:14.09.2022 | 13.09.2024
2 | M/s. Vertis Cable Industries A-6, DSIDC, Jhilmil Industrial Are, Delhi-110095, Ph:8217302702 | 1) 1.1kV 1Cx6 sq.mm PVC Insulated Aluminium Cable. 2) 1.1kV 1Cx240 sq.mm PVC Insulated Aluminium cable. | 30003-06 Dtd:14.09.2022 | 13.09.2024
3 | M/s.SK Enterprises, Mpl No: 12-10-94/1 (O) and 12-10-179 (N), Siyatalab, Raichur-584104, Ph: 9845278257/ 8792311081 | 1) 11kV DP Sets 2) 2 Pin X Arms 3) 11kV Spiral 3 Pin Cross Arms Set 4) 4 Pin X arms 5) TC Sets 6) Top Supports 7) Horizontal Cross Arms 8) Guy sets (Excluding Insulator) 9) Poles Clamps 10) 33 KV DP Sets 11) 33 KV Cross Arms Sets 12) 33 KV V Shape Cross Arms | 29995-98 Dtd:14.09.2022 | 13.09.2024
4 | M/s. Shree Sharanabasaveshwara Fabricators, Shed # C-1, KSSIDC-Kapnoor Industries Estate- Gulbarga585104 Ph:+91 944809277, | 1) HG Fuse Unit 2) LT Protection Kit 3) 11kV Class 200 Amps GOS Set | 30035-38 Dtd:14.09.2022 | 13.09.2024
5 | M/s. Sutrave Electricals, plot No. D-5, Kapnoor 1st stage, industrial Estate, Humnabad Road, Kalaburagi-585104, Ph:8123743588/6361913884 | 1) 2 Pin Cross Aram 2) 4 Pin Cross Aram 3) DP Set 4) DP TC Set 5) Pole Clamp 6) HT LT Single Top Supports 7) Guy Rod 8) 11kV Horizontal Cross Arms 9)Earth Guarding (EG Stirrups) | 30047-51 Dtd:14.09.2022 | 13.09.2024
6 | M/s. Jain Electrical Industry, Sy. No.499, Behind Bharat Petroleum Pump, Sindagi road, INDI-586209 DT Vijayapur Karnataka, Ph: 08359-222019/ Mobile:9448129016 | 1) 25kVA, 65kVA and 100kVA Aluminum Wound, CRGO Core, EEL-2 (Star-1) Rated Distribution Transformer. 2) 25kVA, 63kVA and 100kVA Aluminum Wound CRGO Core EEL-3 (Star-2) Rated Distribution Transformer. | 30052-55 Dtd:14.09.2022 | 13.09.2024
7 | M/s. Jain Electrical Industry, Behind Bharat Petroleum Pump, Sindagi road, INDI-586209 District: Bijapur Karnataka Ph: 08359-222019/ Mobile:9448129016 | HT & LT Hardware Line Materials 1)DP TC Set Structure with H Frame for 25/63 KVA Transformer 2) DP TC Set Structure with Frame for 100/250 kVA Transformer 3) DP Set using 9 mtr RCC, 145 Kg WL 4) 11kv Horizontal Cross Arm 5) HT ST Support 50X6mm Flat 6) Earth Guard stirrups 7) Spiral Earth Electrodes 8) 11kV Special 3 pin X Arm 9) RCC Pole Clamps 10) PSCC Pole (200Kg WL) clamps 11) PSCC Pole (300Kg WL) clamps 12) GI Grounding pipe 13) Anchor Rod/Guy Rod with Turn Buckle, Dye Bolt and Guy Clamp 14) MS Fish Plate 15) Strain Clamps 16) LT 4 Pin X Arms 17) LT ST Support 50X6mm Flat 18) 33 KV Cross Arm with Clamp Top Support 19) 33 KV DP Set 20) 33kV Guy Set | 30056-59 Dtd:14.09.2022 | 13.09.2024
8 | M/s. Jain Electrical Industry Sy. No. 499, Behind Bharat Pertoleum pump, Sindagi road, INDI-58609, DT Vijaypur Karnataka, Ph: 9448129016/ 7892277112 | 1) ACSR Rabbit Conductor 2) ACSR Weasel Conductor | 30060-63 Dtd:14.09.2022 | 13.09.2024
9 | M/s. KLN Enterprises, 312 by pass road, opp APMC yard, Madahahalli village, Gauribidanur, Chikaballapur, Karnataka, 561208, Ph:9448249763 | 1) 11kV DP Set, 2) DP TC Set 3) Horizontal X arms 4) 4 Pin X Arm 5) 2 Pin X Arm 6) Clamps 7) Guy Sets (Excluding insulator) 8) EG Stirrup 9) HTLT Support 10) Special 3 Pin Cross Arm | 30064-67 Dtd:14.09.2022 | 13.09.2024
10 | M/s. Devi Poles and Blocks Company Sy. No.2017 Goshala Road, Autonagar, Raichur-584102 Ph: 9342844715 | 1) 9 Mtr RCC Pole 145 Kg W/L 2) 9 Mtr PSC Pole 200Kg W/L 3) 8 Mtr RCC Pole 115Kg W/L 4) 8 Mtr PSCC Pole 140 Kg W/L | 30068-71 dtd:14.09.2022 | 13.09.2024
11 | M/s. Sampurna Enterprises, plot No. R-3 & 18, KSSIC Ltd., Industrial Estate, Hosahalli Sindhanur-584128. Ph:08535-274442/Mobile:9739384442, 9742243677 | 1) 11kV 200Amps Single Break GOS. 2) 11kV HG Fuse Unit 3) LT Protection Kit | 30076-79 Dtd:14.09.2022 | 13.09.2024
12 | M/s. Kalpa Electrical Pvt., Ltd.,# 33/4 Industrial Area, Machohalli, Magadi Road, Bangalore-560091, Ph:9980039624 | 1) 11kV Indoor Resin Cast CT 2) 11kV Indoor Resin Cast PT 3) 33kV Indoor Resin Cast CT 4) 11kV Outdoor Oil Cooled PT 5) 33kV Outdoor Oil Cooled PT 6) LT Current Transformer 7) HT Outdoor Resian Cast CT up to 33kV | 30043-46 Dtd: 14.09.2022 | 13.09.2024
13 | M/s. Mahalakshmi Transformers # 16,15th Cross, Kareemsab Layout Hegganhalli Peeny 2nd stage. Bangalore-560091 Ph: 080-28365827/ Mobile: 9845862604, 9900521604. | 1) 63kVA, 100kVA and 250kVA EEL-3, 5 star rated, Aluminum Wound CRGO core, Distribution Transformers. | 30091-94 Dtd:14.09.2022 | 13.09.2024
14 | M/s. Nandi Poles & Allied Materials, Manufacturing Industry Polt No.296 I.A Kolhar (K) Dist Bidar, Ph: 9741648858 | 1) PSCC 8 Mtr Pole 200Kg W/L | 29999-30002 Dtd:14.09.2022 | 13.09.2024
15 | M/s. Nandi Poles & Allied Materials, Manufacturing Industry Polt No.296 I.A Kolhar (K) Dist Bidar, Ph: 9741648858 | 1) RCC 9 Mtr Pole 145 Kg W/L 2) RCC 8 Mtr Pole 115 Kg W/L 3) PSC 9Mtr Pole 200Kg W/L 4) PSCC 8 Mtr Poles 140 Kg W/L 5) RCC 9.5 Mtrs Pole 350 Kg W/L | 30099-102 Dtd:14.09.2022 | 13.09.2024
16 | M/s. V.T. Switchgears & Transformers, #33, 3rd Phase, 4th Main, Peenya Industrial Area, Bangaluru560058 Ph:91-80-28392234/35 | 1) 25kVA,63kVA, and 100k Aluminum Wound CRGO Core, Distribution Transformers Level-2. 2) 100kVA, 250kVA and 500kVA, Aluminum Wound CRGO Core, Distribution Transformers Level-3. | 29966-69 Dtd:14.09.2022 | 23.03.2024
17 | M/s. Sharavthy Conductor Pvt. Ltd., No.23, Bangalore Co-Operative Industrial Estate, 6th Mile, Old Madras Road, P.O Box No. 1609, Bengaluru-560016 Ph:9880033112 | a) ACSR Coyote Conductor b) ACSR Lynx Conductor | 30107-34 Dtd:14.09.2022 | 15.03.2024
17 | M/s. Raj Power Controls, # 116/7 & 117/6, Mookambika Temple road, Machohalli Forest Ate, Magadi Main Road, Bangalore-560091, Ph:9611146656/ 9886260538 | 1) 25 kVA,63 kVA, and 100 kVA, star rated EEL-2, 3 phase, ONAN, Aluminum Wound Oil filled Distribution Transformers. 2) 25 kVA, 63 kVA, 100 kVA, 250 kVA, and 500 kVA,star-2 rated EEL-3 3phase, ONAN, Aluminium wound Oil filled Distribution Transformers | 29979-82 Dtd:14.09.2022 | 05.05.2024
18 | M/s. SBEE Cable (India) Ltd., Bangalore Unit 2: #282 &283, KIADB Industrial Area, Harohalli Phase2, Kanakapura Taluk, Ramanagara Dist-562112. Karnataka. India Ph:080-26662172 /26667339 /Mobil:9448992225, 9632996707/ 9481641939 | A) HT CBLES 1) 3CX400 sq.mm 19/33kV 2) 3Cx300 sq.mm 6.35/11KV B) HT AB CABLES 3) 3Cx120+95 sq.mm 6.35/11KV AB Cable. 4) 3Cx95+70 sq.mm 6.35/11KV AB Cable. C) PVC Lead Wires 5) 1Cx50 Sq.mm 6) 1Cx 95 Sq. mm 7) 1C x 240 sq.mm D) Power Cables 8) 3.5Cx185 sq.mm XLPE 9) 3.5Cx400 Sq.mm XLPE 10) 3.5Cx70 sq.mm XLPE 11) 4C x 25 sq.mm PVC 12) 4Cx95 sq.mm PVC 13) 4Cx16 sq.mm PVC 14) 3Cx2.5 sq.mm 15) 4Cx10 sq.mm | 28954-57 Dtd;14.09.2022 | 13.09.2024
19 | M/s. SSK Enterprises Survey No. 6/5, Rattihalli Byadagi Road, Makari, Hirkerur Tq. Haveri District. Ph:+9902750376/ 9900350068 | 1) 8 Mtr RCC Poles 115 Kg W/L 2) 9 Mtr RCC Poles 145 Kg W/L 3) 9.5 Mtr RCC Poles 300 Kg W/L 4) 8 Mtr PSC Poles 200 Kg W/L 5) 9 Mtr PSC Poles 200 Kg W/L 6) 9 Mtr Square RCC Pole 150 Kg W/L | 30072-75 Dtd:14.09.2022 | 13.09.2024
20 | M/s.Sudy Cement Industries RCC & PCC poles Manufacturer & supplier Near Ashok Dhaba, 7/01/2A/2B/ 1 to 6H Gadag Koppal road Lakkundi-582115 Ph:9901545364 | 1) RCC 8 Mtr Pole 115 Kg W/L 2) RCC 9 Mtr Poles 145Kg W/L 3) RCC 9.5 Mtr Poles 35 Kg W/L 4) PSC 8 Mtr Poles 200 Kg W/L 5) PSC 9 Mtr Poles 200 Kg W/L 6) PCC 8 Mtr Poles 140 Kg W/L | 29958-61 Dtd:14.09.2022 | 13.09.2024
21 | M/s. SSK Engineering & Fabrications Works Survey No. 6/5, Rattihalli Byadagi Road, Makari, Hirkerur Tq. Haveri District Ph:+9902750376/9900350068 | 1) LT 4 Pin Cross Arm 2) LT 2 Pin Cross Arm 3) Special 3 Pin Cross Arm 4) RCC/PSC Clamps 5) 11kV Horizontal Cross Arm 6) Double Pole TC Set 7) DP Set 8) Guy Set (Excluding Insulators) 9) LT Support 10) HT Support | 30095-98 Dtd:14.09.2022 | 13.09.2024
22 | M/s. Paras Power Engineering Pvt., Ltd., plot No. 434, 12th Cross IV phase, Peenya industrial area, Bengalur-560058 | 1) CTs and PTs Resin cast, Oil filled for indoor applications up to 33kV voltage class. 2) CTs and PTs Resin Cost, Oil filled for Outdoor application up to 33kV voltage class. 3) 11kV HT Metering cubicle | 29962-65 Dtd:14.09.2022 | 13.09.2024
23 | M/s. Kailash Transformer Pvt. Ltd., S.B. Patil Gropu # 124, Nehru Gunj, Kalaburagi, 08472-222141/258349 | 1) 11kV Horizontal Cross Arm with HT Top Support Clamps, Nut and Bolts 2) 3 Pin Special Cross Arm. 3) 4 Pin Cross Arm with LT Top Support Clamps nuts and bolts. 4) 2 Pin Cross Arm with LT Top Support clamps nuts and bolts. 5) 33 kV Horizontal Cross Arm with HT top Support. 6) DP Structure set 7) H Frame set G.O.S 8) E.G Strips 9) DP Transformers Structure 10) Guy Set (Excluding Insulators) 11) Pole Clamps 12) Anti Climbing device | 29983-86 Dtd:14.09.2022 | 13.09.2024
24 | M/s. Aluminium Cables & Conductors (A unit of Vardhaman conductors Pvt Ltd) A-82, KSSIDC Industrial Estate, Rajajinagar, Bangalore Pin-560010, Ph:9341211449/ 8904772847 | ACSR Rabitt Conductors | 29987-90 Dtd:14.09.2022 | 15.08.2024
25 | M/s. PMHSR Transformer & Conductors Pvt., Ltd. C/o Narayan Chatage Horti Layout, Near Mothi Gombaz Shastri Nagar, Bijapur-586101. Ph:9886555033 | 1) DP Set 300Kg/PSCC 2) Special 2 Pin and 4 Pin Cross Arms 3) Single Top Suppotr 11kV 4) Claps for PSC Pole 5) Specials 3 Pin Cross Arm 6) Clamps for 8/9 Mtr RCC Poles | 29991-94 Dtd:14.09.2022 | 13.09.2024
26 | M/s. Paras Power Engineering Pvt., Ltd., plot No. 434, 12th Cross IV phase, Peenya industrial area, Bengalur-560058 PH:9916924503 | 1) 3 phase 4 wire LT metering cubicle 2) Indoor Resin Cast LT CT's with 0.25 class Accuracy 3)Indoor Resin cast 1 phase PTs with 0.2 class Accuracy | 30007-10 Dtd:14.09.2022 | 13.09.2024
27 | M/s. Deccan Electricals Pvt. Ltd., 301, “Apurupa PCH”, 8-2-293/A/A/1, Road No.2 Banjar Hills, Hyderabad, Telangana India-50034 Mobile:9000478855/ Factory Address M/s. Deccan Electricals Pvt. Ltd., Sy.No.10/D Gaddapotharam Industrial Area, Kazipally Rd, H | 1) 11kV 5KN Polymer Pin Insulators 2) 11kV 45KN Polymer Disc Insulators 3) 33kV 10KN Polymer Pin Insulators | 30103-06 14.09.2022 | 13.09.2024
28 | M/s. Chaitanya Electic company no.2, B.M. Shankarappa Estate, Telecom Layout road, Sunkadakatte, Banalgore-56091 Ph:9845296573 | 1) 25kVA, 63kVA, 100kVA, 250kVA and 500kVA 5 star CRGO type Distribution Transformer. 2) 25kVA, 63kVA, 100kVA, 250kVA and 500kVA, 4-star CRGO type Distribution Transformer | 30019-22 Dtd:14.09.2022 | 13.09.2024
29 | M/s. Selmount Power System Pvt., Ltd., No.254/1-6, 11th Main Road, 3rd phase, Near HDFC Bank, Peenya Industrial Area, Banaglore-5600858. Ph:080-41288632/ 9448260562 | 1) 33kV Control & Relay Panels 2) LT ACDB/DCDB 3) Annunciation Panel 4) DTC Metering Panel 5) 11kV Metering panel | 29975-98 Dtd:14.09.2022 | 13.09.2024
30 | M/s. Aditya Per-stress First Flor-Narsimha Towers, # 96 Super Market Gulbarga, Ph:9343533444 | 1) 9 Mtr square RCC Pole 150 kG W/L 2) 9 Mtr RCC Poles 145 Kg W/L 3) 8 Mtr RCC Poles 115 Kg W/L 4) 8 Mtr PSCC Poles 200 Kg W/L 5) 9 Mtr PSCC Pole 200 Kg W/L 6) 8 Mtr PSCC Poles 140 Kg W/L 7) 9.5 Mtr RCC Poles 300 Kg W/L | 30023-26 Dtd:14.09.2022 | 13.09.2024
31 | M/s. Navitas Insualtors Pvt., Ltd., B-plot No. 49, Rpad No.6 3rd phase Obadanahalli Industrial Area, Doddaballapur, Bangalore-562163 Ph:9844022956 | 1)11kV 45KN Polymeric Dead End Disc insulator 2) 11kV 5KN Polymer Pin Insulator 3)11kV 70 KN Composite B&S Insulator 4) 11kV 5KN Polymer POST Insulator 5) 33kV 70kN Polymer B&S Insulator 6) 33kV 10kN Polymer Pin Insulator 7)9kV 5KA Polymer Lightning Arrestors | 30039-42 Dtd:14.09.2022 | 13.09.2024
32 | M/s. Sharavthy Conductor Pvt. Ltd., No.23, Bangalore Co-Operative Industrial Estate, 6th Mile, Old Madras Road, P.O Box No. 1609, Bengaluru-560016 Ph:9880033112 | a) ACSR Rabbit Conductor b) ACSR Weasel Conductor | 30031-34 Dtd:14.09.2022 | 15.03.2024
33 | M/s. K.V.T. Industries No.134/B 3rd Stage Mundargi Industrial Area KIADB Bellary-583103 Ph:9448006807/ 9535319570 | 1) PSCC 8 Mtr Pole 140Kg W/L 2) PSC 8 Mtr Pole 200 Kg W/L 3) RCC 8 Mtr Pole 115 Kg W/L 4) PSC 9 Mtr Pole 200 Kg W/L 5) RCC 9 Mtr Pole 145 Kg W/L 6) RCC 9.5 Mtrs Pole 350 Kg W/L. | 30015-18 Dtd:14.09.2022 | 13.09.2024
34 | M/s. Aarna Industries sy/220/1/13 Kallur village Humnabad, Ph: 9535888885 | 1) RCC 9.5 Mtrs Pole 350 Kg W/L. 2) RCC 9 Mtr Pole 145 Kg W/L 3) RCC 8 Mtr Pole 115 Kg W/L 4) PSCC 9.0 Mtr Pole with 200 Kg W/L 5) PSCC 8.0Mtr Pole with 200 Kg W/L 6) PSCC 8.0 Mtr Pole with 140 Kg w/L | 29971-74 Dtd:14.09.2022 | 13.09.2024
99th VAC List Meeting dtd:07.12.2022
1 | M/s. Kalpa Electrical Pvt., Ltd.,# 33/4 Industrial Area, Machohalli, Magadi Road, Bangalore-560091 Ph:9980039624 | 1) CT’s Resin cast 0.72kV, 0.2S, up to 250/1A. 2) VT 440/√3: 110/√3, 0.2 Accuracy, 5VA Burden. | 46358-61 Dtd:20.12.2022 | 19.12.2024
2 | M/s.Arrivaa Power System Private Limited,No.96, 2nd Cross, Pipeline rod, Prem Nagar, Laggere, Bengalur-560058 Ph: 9538894567 | 1) 415V LT Metering Cubicle | 46354-57 Dtd:20.12.2022 | 19.12.2024
3 | M/s.Shantveer Electrical Engineering Company Shikarkhane road Opp:Choudri Hospital Vijayapur-586104, Ph:+91 9620652992 Factory Address M/s.Shantveer Electrical Engineering Company Station Back road Shaik Building Behind Mahindra Tractor Showroom Vijaypur-586104. | 1) TC Set’s 2) HT Top support 11kV/33kV 3) 2-pin/4-Pin X-arm 4) Turn buckle set 5 11kV Cross arms 6) Guy Rod 7) DP Set with H-frame 8) Pole clamps 9) EG Stirrups 10) 33kV Cross Arms | 46346-49 Dtd:20.12.2022 | 19.12.2024
4 | M/s.Unimag Power Transformer Pvt., Ltd., No.26/A, 2nd phase, Peenya Industrial Area, Bangalore-560058 Ph: 7899753271 (Tel:080-28396184) | 1) 250kVA, 500kVA, 1600kVA and 2500 kVA, CRGO Core Copper wound Distribution Transformer (Star-2) | 46342-45 Dtd:20.12.2020 | 21.05.2024
5 | M/s. Malhaar Infrastructure & Electricals Pvt., Ltd., # 13/1 Near Sai Baba Temple, Hosapalya Kengeri Hobali Banaglore-560060 Ph: 9482105524 | 1) 2 Pin/4 Pin Cross arms. 2) 3 Pin Special Cross Arms. 3) 11kV Horizontal Cross Arms, LT HT Top Supports. 4) 11kV DP Set. 5) 25/63/100/250 kVA Double Pole TC Set. 6) Single Pole TC Set. 7) H-Frame 8) RCC/PSCC Pole Clamps. 9) Earthing Guard Strip 10) 33kV V Shape cross arms 11) 33kV DP set | 46338-41 Dtd:20.12.2022 | 19.12.2024
6 | M/s. ELE CHEM Systems Private Limited Backside Motia Homes, Behind Mayur Hotel, Godown Area, Zirakpur-140603, Dist: Mohali (Pb.), Ph:+8196977977, 8872080082 | 1)Heat Shrinkable Indoor/Outdoor Terminations and straight through joint Kits of Various Sizes Suitable for following XLPE Cable. a)1.1kV, 3.5 Cx400, 4Cx16sqmm, XLPE Cable. b)6.3 3/11kV 3CX185 Sqmm XLPE cable. c) 6.35/11kV 3Cx240,3Cx35, 2Cx1000 sqmm XLPE cable. d) 19/33kV 3Cx185, 3Cx240, Sqmm XLPE cable. e) 6.35/11kV 1Cx120 mm2 AB Cable 2) 11kv,5KN Polymeric Pin Insulator. 3) 11kV, 45KN Polymeric Disc Insulator. 4) 11kV, 5KN Polymeric Post insulator 5) 33kV 10KN Polymeric Pin Insulator 6) 33kV 70KN/90KN Polymeric Disc Insulator. 7) 9KV 5KA Lightning Arrester 8) 9KV 10KA Lightning Arrester 9) 33 KV 10KA Lightning Arrester 10) 1.1Kv Polymeric Pin Insulator | 46334-37 Dtd:20.12.2022 | 19.12.2024
7 | M/s. Devi Industires, Yadgir- Raichur Road, Sy. No.98, Near Karibetta, Saidapur, District Yadgir | 1) RCC 8 Mtr Poles 115 Kg W/L 2) RCC 9 Mtr Poles 145 Kg W/L 3) RCC 9.5 Mtr Poles 300 Kg W/L 4) PSC 8 Mtr Poles 200 Kg W/L 5) PSC 9 Mtr Poles 200Kg W/L 6) PSCC 8 Mtr Poles 140 Kg W/L | 46330-33 Dtd:20.12.2022 | 19.12.2024
8 | M/s. Sumathi Concrete Products, sy. No.353-At post: Yeragole village 585218, Taluka & District Yadgir Ph: 9945423177 | 1) RCC 8 Mtr long pole115 Kg W/L 2) RCC 9Mtr long pole 145 Kg W/L 3) RCC 9.5 Mtr long pole 300 Kg W/L 4) PSC 8 Mtr long pole 200 Kg W/L 5) PSC 9 Mtr long pole 200 Kg W/L 6) PSCC 8 Mtr long pole 140 Kg W/L | 46326-29 Dtd:20.12.2022 | 19.12.2024
9 | M/s. Sri. Mahalaxmi Fabrication Works Mouneshwar Nagar, Kolkur cross Jewargi-585310. Ph:9448464501 /9902698501 | 1) Top Support 2) 4 Pin Cross arm 3) 2 Pin Cross arm 4) HT Cross arm 5) Double Pole TC set 6) Double pole DP set 7) RCC pole Clamps 8) PSCC pole Clamps 9) Guy Rod | 46322-25 Dtd:20.12.2022 | 19.12.2024
10 | M/s. Omega Switchgear No:2, Bylakonenahalli, Kachohalli Indl area, Bangalore-560091, Ph: 9902001155/ 9904400888 | 1) 11kV, 3 CT 3PT Metering Cubicle 2) 11kV 3 CT 3PT Metering Cubicle with LBS 3) 11 kV VCB Panel 4) 11 kV HT 630 Amp Load Break Switch/LBS Panel | 46318-21 Dtd:20.12.2022 | 19.12.2024
11 | M/s. Shree Prema Industries and Electricals Pvt. Ltd., Unit-II Kukkuppi village, Hospet Road, Kuddalgi Tq. Ballari Dist-583135 Ph: 9986429454/ 9538899179 | 1) RCC 9 Mtr 145 Kg W/L 2) PSCC 9 Mtr 200Kg W/L 3) RCC 8 Mtr 115 Kg W/L 4) PSCC 8 Mtr 200 Kg W/L 5) PSCC 8 Mtr 140 Kg W/L 6) PSCC 9 Mtr 300 Kg W/L | 46314-17 Dtd:20.12.2022 | 19.12.2024
12 | M/s.Umashankar Industries, Sy. No. 12/1, Sultanpur Village Near Budugumpa Cross, Tq. & Dist. Koppal-583231, Ph: 9916062580 | 1) 9 Mtr PSCC Pole 200Kg W/L 2) 8Mters PSCC Pole 200Kg W/L 3) 8 Mtr PSCC Pole 140 Kg W/L 4) 9 Mtr RCC Pole 145 Kg W/L 5) 8 Mtr RCC Pole 115 Kg W/L 6) 9.5Mtrs RCC Pole 350Kg W/L 7) 9 Mtr RCC Pole Square Pole 150 Kg W/L. | 46310-13 Dtd:20.12.2022 | 19.12.2024
13 | M/s. Prakash Metal Products, Unit-1: Sy. No. 101/B3, Ayodya village Near Kempageri, Karwar Road, Hubli-580024. Ph:9448123024 | 1) LT Distribution Panel. 2) LT Feeder Pillar Panel. 3) Tamper Proof Panel. | 46306-09 Dtd:20.12.2022 | 19.12.2024
14 | M/s. Prakash Metal Products, Unit-1: Sy. No. 101/B3, Ayodya village Near Kempageri, Karwar Road, Hubli-580024. Ph:9448123024 | 1) 25kVA, 63kVA, 100kVA and 250kVA, Star-2 rated (EEL-2) Oil cooled CRGO core, Aluminium wound, Distribution Transformer. 2) 63kVA, 100kVA, 200kVA and 250kVA, Star-1 rated (EEL-1) Oil cooled, CRGO Core, Aluminium wound, Distribution Transformer. | 46362-65 Dtd:20.12.2022 | 19.12.2024
15 | M/s. Ayush Controls & Switchgears # 47, C/o D.R. Metrani Building, Near Nekar Nagar, by- pass road, Ajmeer Nagar Main road, Old Hubbli-580024 Ph:9483942826 | 1) 12kV, 630A, 3 phase, HT Metering cubicle panel 2) 12kV, HT 630A, LBS Out door Panels 3) 12kV, 630A HT Metering Panel 4) Low-voltage Switchgear and control gear Assembly LT Panel, Out Door/Indoor Cubicle type, 415 voltage 4000A LT Panel | 46302-05 Dtd:20.12.2022 | 19.12.2024
16 | M/s. Shakti Industries CA-4D:KIADB:IInd Stage Kapnoor, Gulbarga, | 1) 9.5 Mtr RCC Pole 300Kg W/L | 46298-301 Dtd:20.12.2022 | 19.12.2024
17 | M/s. Navyashree Industries plot no. Spl. 14 KSSODC Industrial Estate, Hosalli Camp (EJ), Sindhanoor-584128, Dist: Raichur Ph:08535 27441/ Mobile:9886502374 & 9880132143 | 1) ACSR Rabbit Conductor 2) ACSR Weasel Conductor | 46294-97 Dtd:20.12.2022 | 19.12.2024
18 | M/s.Vyoma Switchgear, No, 33/A-Next to Asian Paints Godown-Peenya-II Phase Bangalroe-560058.Ph: 080-28392416/ 9844062416 | 1)11kV, SF6 RMU-Non DAS Extendable type. 2)11kV, SF6 RMU DAS Extendable type. 3)11kV, VCB- Extendable type 4)11kV Metering with VCB Extendable type. | 46290-93 Dtd:20.12.2022 | 19.12.2024
19 | M/s.Vyoma Switchgear, No, 33/A-Next to Asian Paints Godown-Peenya-II Phase Bangalroe-560058 | 1)11kV HT Metering Cubical 2) LBS Panels 3) Metering and LBS 4) LBS RMU 5) 11kV CT/PT | 46286-89 Dtd:20.12.2022 | 19.12.2024
20 | M/s. Vijay Vidyuth Udyog, # 10, Survey No. 168/1 Machohalli, Dasanapua Hubli, Magadi Road, Bengaluru-560091, Ph:9663451451/93412255120/9341225512 | 1) 25kVA, 63kVA, and 100kVA Star-1 rated (EEL-1) Aluminum wound, CRGO CORE Distribution Transformer. 2) 63kVA,100kVA, 250 kVA and 500 kVA Star-2 rated (EEL-2) Aluminum wound, CRGO core Distribution Transformers. | 44184-87 Dtd:08.12.2022 | 07.12.2024
21 | M/s. Amar Industries Plot No. R-9 To R-12, KSSIDC Limited Industrial Estate, EJ Hosali Camp, Sindhnur-584128, Ph:08535-274224/ Mobile:09538361911, 7022470444 | 25kVA, 63kVA &100kVA Star-1 rated (EEL-1) and Star-2 rated (EEL-2) Distribution Transformers. | 46281.85 Dtd:20.12.2022 | 19.12.2024
22 | M/s. SBEE Cable (India) Ltd., Bangalore Unit 1: #29, JCW, Industrial Estate, 11th Km, Kanakapura Road, Bangalore-560062. Ph:080-26662172/ Mobile:944899225,9632996707 | 1) 1.1kV PVC Control Cables: a) 1.19x2.5 sq.mm b) 4Cx6.0 sq.mm c) 4C x2.5 sq.mm d) 2x2.5 sq.mm e) 6Cx1.5 sq.mm 2) 1.1kV 3x95 + 1C +70+1Cx16 sq.mm XLEP Insulated Aerial Bunched cables: 3) 1.1kV Power Cables. a) 4 Core x 16 sq.mm b) 3.5 core x 50 sq.mm c) 4 Core x 16 sq.mm d) 3.5 Core x 50 sq.mm e) 3.5 Core x 240 sq.mm f) 3.5 Core x 95 sq.mm 4) Lead Wires a) 1.1kV, 1x120 sq.mm PVC insulated b) 1.1kV, 1x185 sq.mm PVC insulated | 46366-69 Dtd:20.12.2022 | 19.12.2024
23 | M/s. Shirdi Sai Electricals Limited 2nd Floor, plot No. 58 and 59, Industrial Development Area, Kadappa, YSR District, Kadapa, (Cuddapah), Andhara Pradesh, Ph:7799888960 /9849124422 | 1) 11kV/433V 25kVA, 63kVA, 100kVA, 200 kVA, and 630 kVA CRGO core Star-1 rated (EEL-1) Distribution Transformer 2) 25 kVA, 100 kVA, and 200 kVA, Aluminium Wound CRGO Core Star-2 rated (EEL-2) Distribution Transformer. 3) 5MVA and 8 MVA 33/11Kv Power Transformer | 46395-98 Dtd:20.12.2022 | 19.12.2024
24 | M/s. Classic Electricals opp Padgutti Garden, Madeena Masjid Complex, Koppal road Gangavathi-583227,Ph:9886967447 Factory Address M/s. Classic Electricals 2-581-A, Plot No.26, ward No-10,Sharana Basaveshwar Camp, Gangavathi-583227, Dist:Koppal, Karntaka | a) 2 pin cross arm, b) 4 pin cross arm with LT support c) Horizontal cross arm with HT support d) Special 3 Pin cross arm e) 25kVA Double Pole TC set f) 63/100kVA Double pole TC set g) H-Frame set h) PSC/PCC/RCC pole clamp i) 11kV DP set j) Earth Guard Stirrups | 46383-86 Dtd:20.12.2022 | 19.12.2024
25 | M/s.Umashankar Polymer Industries, plot No.SPL-29, KSSIDC Industrial Estate, Hosalli Camp, EJ Sindhanoor, Ph: 9036067812/ 9739384442 | 1) 11kV, 5KN Polymer Pin Insulators 2) 11kV,45KN Polymer Disc Insulators | 46387-90 Dtd:20.12.2022 | 19.12.2024
26 | M/s. Vijay Electric Co. # 146/117/34/3, Kadabagere village, Dasanapura Hobli, Bangalore -562130 Ph:9886406701 | 5MVA 33/11kV, Power Transformer | 46391-94 Dtd:20.12.2022 | 19.12.2024
27 | M/s.RP Rekha Industries No. 205 & 208 Gamangati Industrial Estate, Navanagar,Hubballi, Ph:+0836-2005774/ 9448765774/8861493941 | 1) 25kVA, 63kVA, and 100kVA CRGO core, Aluminum Wound EEL-1 (Star-1) Distribution Transformer 2) 25kVA, 63kVA, and 100kVA CRGO core, Aluminum Wound EEL-2 (Star-2) Distribution Transformer. 3) 16kVA, CRGO Core, Aluminum, Wound Distribution Transformer. | 48930-33 Dtd:04.01.2023 | 03.01.2025
100th VAC List Meeting dtd:05.05.2023
1 | M/s. Amar Industries Plot No. R-9 To R-12, KSSIDC Limited Industrial Estate, EJ Hosali Camp, Sindhnur-584128, Ph:08535-274224/ Mobile:09538361911, 7022470444 | 1) 250 kVA 11000/433kV, BEE-1, star-1 Rated Distribution Transformer. 2) 250 kVA 11000/433kV, BEE-2, Star-2 Rated Distribution. | 7767-70 Dtd:15.05.2023 | 14.05.2024
2 | M/s. Sagar Electrical, Plot No.26&32, Savita Colony, Syed Chincholli cross, Near MGTTS, Aland Ring road, Kalaburagi. | 1) 3 Pin X arms 2) 4 Pin X arms 3) 2 Pin X arms 4) 11kV D.P Set 5) 11kV T.C Set 6) 11kV Horizontal X arms 7) RCC and PSCC Clamps 8) Guy rod 9) HT LT Top Supports 10) H-Frame | 7771-74 Dtd:15.05.2023 | 14.05.2025
3 | M/s. Prakash Metal Products, Unit-1: Sy. No. 101/B3, Ayodya village Near Kempageri, Karwar Road, Hubli-580024. Ph:0836-2303024 | 1) LT Metering Cubical. | 7775-78 Dtd:15.05.2023 | 14.05.2025
4 | M/s. Banavathy Power Systems Pvt. Ltd., # 376A, 10th Cross 4th Main, 4th Phase, Peenya Industrial Area, Bangalore-560058, Ph:080-41726440 | 1) Campus Compact Sub-station 2) 11kV & 33kV HT Metering Cubicle 3) 11kV & 33kV HT Metering Cubicle with LBS 4) 11kV & 33kV HT Metering Cubicle with VCB 5) 11kV & 33kV HT Load Break Switch & Panel 6) 11kV & 33kV HT LBS RMU 7) 11kV & 33kV HT VCB Panel 8) 11kV & 33kV HT VCB RMU with without Scada Compatibility 9) 11kV HT VCB & LBS Combination RMU 10) LTAC Panel 415V for Sub-stations 11) Battery Charger 12) AC Distribution Box Single Front and Double front 13) DC Distribution Box 110DC 14) Control & Relay Panel 15) LT Metering Cubicle 16) Feeder Pillar 8 Way & 12 Way 17) LT Transformer Distribution Box 18) DTC Metering Box | 7779-82 Dtd:15.05.2023 | 14.05.2025
5 | M/s.Dev Switch Gear, No.105 & 106, 16th Cross, Bhairaveshwara Industrial Estate, andrahalli Main Road, Andrahalli, Vishwaneedam post, Bangalore-560091 Ph:9448683397/9538288710 | 1) LT Metering Cubicle | 7783-86 Dtd:15.05.2023 | 14.05.2025
6 | M/s. Vinayaka Fabrication, 2/7/A, Phase-II, IDA Cherlapally, Hyderabad-500051 Ph:9000707021 | 1) M+3 Towers (33/11kV) 2) M+6 Towers (33/11kV) 3) M+9 Towers (33/11kV) 4) M+12 Towers (33/11kV) | 7787-90 Dtd:15.05.2023 | 14.05.2024
7 | M/s.Mars Engineers & Fabricators, Plot No.71, KK Owners Society, Dhoolpally Road, Jeedimetla, Hyderabad-55, Telangana Ph: 9949095555/ 9949285555 | 1) M+3 Towers (33/11kV) 2) M+6 Towers (33/11kV) 3) M+9 Towers (33/11kV) | 7791-94 Dtd:15.05.2023 | 14.05.2024
8 | M/s.Mahalakshmi Transformers, # 16,15th Cross, Kaereemsab layout Hegganahalli, Peenya 2nd stage, Bangalore-560091., Ph: 9845862604/ 9900521604 | 1) 25kVA, 63kVA, 100kVA and 250kVA EEL-1, Star-1 rated Aluminum wound CRGO Core, Distribution Transformers. 2) 25kVA, EEL-2, Star-2 rated Aluminum wound, CRGO Core, Distribution Transformer. | 22275-80 Dtd:07.08.2023 | 06.08.2025
9 | M/s. Sri Datta Sai Cement Concrete Products, S.R. No.19, Basinepally (V) Gooty Mandal, Ananthapur District A.P-518002.Mobile: +09490168848,09440293701 | 1) 9 Mtrs PSCC Poles 300Kg W/L 2) 9 Mtr PSCC Poles 400Kg W/L | 7795-98 Dtd:15.05.2023 | 14.05.2025
10 | M/s. Hi-Power Transmissions, Mallapp’s New Market, 1st floor, No, 663, Chickpet, Bangaluru-560053. Ph:080-41248001/Mobile: 09448477560 | 1) LT Protection Kit 2) Earthing Pipe 40mm Dia 2.5 Mtrs Long. 3) Cast Iron Pipe 100mm Dia 13mm Thickness. 4) MS/GI Earthing Strips 5) Tension Clamps. 6) Suspension Clamps 7) PG Clamps. 8) T Clamps 9) Pad Clamps 10) Post Top Clamps. | 7799-8002 Dtd:15.05.2023 | 14.05.2025
11 | M/s. Shakti Industries, Asundi Kajjari Road, Near Syngenta Seeds, Co., at Po. Asundi Village Tq. Ranebennur Dist: Haveri.Ph: 9886834685 | 1) 8 Mtr PSCC Poles 140 Kg W/L 2) 8 Mtr PSCC Pole 200 Kg W/L 3) 9 Mtr PSCC Pole 200 Kg W/L 4) 8 Mtr RCC Pole 115 Kg W/L 5) 9 Mtr RCC Pole 145 Kg W/L | 8003-06 Dtd:15.05.2023 | 14.05.2025
12 | M/s. Shree Traders plot No- R-20 K.S.S.I.D.C 2nd Stage, Mundrigi Industrial Area, Bangalore road, BallariPh:9448006829 | 1) Horizontal X Arms 2) PG Clamps 3) DP sets 4) TC set 5) 2/4 Pin X Arms 6) Guy Rod | 15523-28 Dtd:30.06.2023 | 29.06.2025
13 | M/s. Megawin Switchgear Pvt. Ltd., post Box no. 434, Perumal Malai Adivaram, Alagapuram post, Salem-636004. Ph:0427-2330288/2330498 | 1) 11kV SF6 Ring Main Unit 2) 11kV VCB Panel | 8007-10 Dtd:15.05.2023 | 14.05.2025
14 | Karthik Electricals, # A 195, 4th Cross, Peenya 1st stage, Bangalore-560058, Ph: 9980014892, 8884762574 | 1) 25kVA, 63kVA & 100kVA, 3 phase, Non sealed type, Aluminum Wound, CRGO core, ONAN, EEL-2, Star-1 rated Distribution Transformer. 2) 63kVA, 100kVA, 3 phase, Non sealed type Aluminum Wound, CRGO core, ONAN, EEL-3, star-2 rated Distribution Transformer. | 8011-14 Dtd:15.05.2023 | 31.05.2024
15 | M/s. OM Industries, opp, Maulti Khandsari, Beside Patil Petrol Pump Sastapur, Hyderabad Mumbai Highway, Basavakalyan Dist:Bidar. Ph:9901971970 | 1) Double Pole Structure 2) Double Pole TC Set 3) LT 2/4 Pin Cross arms 4) Top Support 5) 11kV Horizontal Cross arms 6) Pole Clamps 7) Anchor Rod 8) Turn Buckle 9) Eye bolt 10) Universal Hook with Bolt and Nuts. | 8015-19 Dtd:15.05.2023 | 14.05.2025
16 | M/s. Peacock Industries, Sy No. 61/1, Narayanapura post, Togarkatti Panchayath, Harapanahalli (Tq)-583131) Davanagere (Dist) Ph:9448043405/984406533 | 1) 9 Mtr RCC Poles 145Kg W/L 2) 8 Mtr RCC Poles 115Kg W/L 3) 8 Mtrs PSCC Poles 140 Kg W/L 4) 9 Mtrs PSCC Poles 200Kg W/L 5) 8 Mtrs PSCC Poles 200 Kg W/L 6) 9 Mtr Square Poles 150Kg W/L 7) 9 Mtr PSCC Poles 300Kg W/L | 8019-22 Dtd:15.05.2023 | 14.05.2025
17 | M/s. Maruti Industries plot No. 81/2, Unit-2, Nandur Industrial Area, Shahabad Road, Kalaburagi- 585106. Ph:9481641939 | 1) 8 Mtr PSCC Pole 140 Kg W/L 2) 8 Mtr PSCC Poles 200 Kg W/L 3) 9 Mtr PSCC Pole 200 Kg W/L 4) 8 Mtr RCC Pole 115 Kg W/L 5) 9 Mtr RCC Pole 145 Kg 6) 9.5 Mtr RCC Pole 300 Kg W/L 7) 9.5Mtrs RCC Pole 350 Kg WL | 8023-26 Dtd:15.05.2023 | 14.05.2025
18 | M/s. Shanti Insulated Cable Co., C/o Arihant Cable Corporation No.68, A.M Lane, Chickpet, Bangalore-560053 Ph:9513811166 Factory Address M/s. Shanti Insulated Cable Co., MFG. of :- PVC Wires & Cables B-24/1, Jhilmil Industrial Area, Shahdara, Delhi-110095. | 1) 1.1kV Class 2Cx4mm2 PVC Insulated (Type A) and sheathed (Type ST1) Armoured cable with plain stranded aluminum conductor class-1 cable core AYWY, Ashirvad cab brand. 2) 1.1kV Class3.5C X 400 mm2 XLPE insulated and sheathed (type ST2) armoured cable with plain aluminum conductor class 2, cable code A2XFY, Ashirvad cab brand. 3) 1.1kV Class 4Cx 185 mm2, copper conductor, class 5, PVC insulated (Type D) & Sheathed (ST3), 1100V Grade, Ashirvad cab brand. | 8027-30 Dtd:15.05.2023 | 14.05.2025
19 | M/s. Gautamesh Industries, No. 8 B, 3rd cross, Mahadeshwaranagar, Magadi Main road Bangalore, Ph:080-23486963/ 9845039963 | 1) Double Pole TC set for mounting 25,63, 100 & 250 kVA DTC’s. 2) DP set. 3) 11mtr Spun pole structure materials. 4) 11 kV Horizontal cross arms with pole clamps & HTST. 5) LT 4 Pin cross arms, 2 pin cross arms with pole clamps. 6) Special 3 pin cross arms with pole clamps. 7) 11kV Guy set (without insulator). | 8031-74 Dtd:15.05.2023 | 14.05.2025
20 | M/s. Magnitude, #480 B/2, IV Phase, Peenya Industrial Area Bangalore-560058, Factory Address M/s. Magnitude #100, 22nd Main Road Opp BDA Complex Banashankari 2nd Stage, Bangalore-560070, Ph: 91+ 8041227804 | 1) 25kVA, Aluminum Wound CRGO Core, EEL-2 (Star-1) Rated Distribution Transformer. 2) 63kVA, 100kVA, 250kVA and 500kVA Aluminum Wound CRGO Core EEL-3 (star-2) Rated Distribution Transformer | 8035-38 Dtd:15.05.2023 | 12.08.2024
101th VAC List Meeting dtd:09.10.2023
1 | M/s. Sun Kouture LLP Khasra No. 1300 MI Behind shiv Pottery G.T. Road, Near BSNL SDO office Nehrupur Khurja-203131 (U.P), | 1) 11kV Pin Insulator Polymer 2) 11kV Disc Insulator 45 KN Dead End type polymer. 3) 11kV Post Insulator Polymer 4) 33 kV Pin Insulator Polymer 5) 33kV Disc Insulator 70 KN B&S type 6) 33 kV Post Insulator Polymer 7) 11kV Post Insulator Porcelain Fitted 8) 11kV Solid core insulator Porcelain 9) LT stay insulator 90X65mm 10) LT Stay Insulator 110X75mm 11) HT Stay Insulator 140X85mm 12) LT Pin insulator 100X70 mm. | 34870-73 Dtd:18.10.2023 | 17.10.2025
2 | M/s. Prakash Metal Products Sy No: 14/2, Anchatageri village Karwar Road, Hubblli. Ph:9448123024 | Station Mounting Structures for CT,PT,LA,PI,HPI, Isolator Mounting | 34874-77 Dtd:18.10.2023 | 17.10.2025
3 | M/s.Miracle Cables (India) Pvt Ltd., #1203, Damji Shamji usiness Galleria. L.B.S. Marg, Near Huma Talkies, Kanjur Marg (W) Mumbai-400078, PH:+91 022-25792011/ 022-25792012 Mobile:9912345137 | 1) 4Cx10 sq.mm ABC Class-2 PVC (Type A) Insulated, FR-LSH PVC (Type ST-1) Inner sheathed Galvanized steel Formed wire. 2) 6C x 2.5 sq.mm ABC (Class-2) PVC (Type A) Insulated PVC Inner sheathed GI Round wire Armoured and PVC (type ST-1) Sheathed cable 1.1kV Grade, Category 01, Cable Code YWY, 3) 19C x 2.5 sq.mm ABC (Class-2) PVC (Type A) Insulated, FR-LSH PVC (Type ST-1) Inner Sheathed Galvanized steel round wire armoured and FR-LSH PVC (Type ST-1) Sheathed cable 1.1kV Grade, Category 02. | 34956-59 Dtd:18.10.2023 | 17.10.2025
4 | M/s. ABS Controls 88/1B/2 New Ayodha Nagar by paas Near Karwar Road, Hubli, Dharwad, Karnataka,580024. Ph: 9949095555/ 9949285555 | LT Feeder Pillar Box | 34960-63 Dtd:10.10.2023 | 17.10.2025
5 | M/s. Banashankari Engineers plot No. 219, KIADB, Industrial Estate 2nd Stage, Gamanagtti, Hubbli-580025, Ph:9845534772,9481521842 | 1) 25/63/100kVA Doble Pole TC set 2) Single pole TC set. 3) 11kV DP Set 4) 11kV Horizontal cross arms with HT Top support and clamps 5) 11kV 3 pin Cross arms with clamps 6) LT 2 pin and 4 pin cross arm with clamps 7) GI Earthing Pipes 8) Spiral Earth Electrodes. 9) 11kV Guy sets (without insulator) 10) LT Protection kits 11) 11kV HG Fuse units 12) 11kV 200 Amps Single break GOS. 13) 11kV HT Metering cubicle 14) Rabbit ACSR Conductor 15) Weasel ACSR conductor. | 34964-67 dtd:18.10.2023 | 17.10.2025
6 | M/s. DSR Enterprises, plot no: 29, Phase 2 Main Road, Industrial Area Cherlapally, Hyderabad, Telangana, Ph:9949022886/7981593279 | 33kV Tower Parts with Nut and Bolts 1) M+3 Tower Parts (33/11kV) 2) M+6 Tower Parts (33/11kV) 3) M+9 Tower Parts (33/11kV) 4) M+12 Tower Parts (33/11kV) | 34968-71 Dtd:10.10.2023 | 17.10.2025
7 | M/s. Nagashree Enterprises # 2, Mallaiah industrial Area, kereguddadhalli, chikkabanavara, post Bangalore-560090. Ph: 9986631886/ 944732909. | 1) 25 kVA and 63 kVA Oil Cooled NON-Sealed, Aluminum Wound Star-1 rated (EEL-1) Distribution Transformers. 2) 25 kVA, 100 kVA, 250 kVA, and 500 kVA, Oil Cooled NON-Sealed, Aluminum Wound Star-2 rated (EEL-2) Distribution Transformers. | 34972-75 Dtd:18.10.2023 | 13.09.2025
8 | M/s. Gayatrimata Industries, Block No.1, 11/2,126/2,127,128/1 & 118, Belur Village Road, Belur, Dharwad-580011. Ph:9448222007/9615396159 | Poles:- 1) 11Mtr 500Kgs W/L Spun Poles. 2) 11 Mtr PSCC Poles 365 Kgs W/L. HT & LT Line materials: - 1)Spun Pole DP set with H Frame 2)Spun Pole TC set with H Frame ACSR Conductor:- 1)Coyote ACSR Conductor | 34976-79 Dtd:18.10.2023 | 17.10.2025
9 | M/s. Shree Renuka Industries Tawargera Sy No: 133/6 PO, Bhupal Teganur Tq:Dist:Kalaburagi-585102, Ph:9845261116/ 9481166844 | 1) RCC 9 Mtr 145 Kg W/L 2) RCC 8 Mtr 115 Kg W/L 3) PSCC 9 Mtr 200 Kg W/L 4) PSCC 8 Mtr 200 Kg W/L 5) PSCC 8 Mtr 140 Kg W/L | 34980-83 dtd:10.10.2023 | 17.10.2025
10 | M/s. Shanti Insulated Cable Co., B-24/1, Jhilmil Industrial Area, Shahdara, Delhi-110095. Ph: 9311177331 | 1.1kV 3 Core x 16 sq.mm + 1 x 25 sq.mm. Aluminium Conductor, XLPE Insulated AB Cable, (Make ASHIRVAD). 2) 1.1kV 3Core x 25 sq.mm + 1 x 16 sq.mm + 1x25 sq.mm Aluminium Conductor, XLPE Insulated AB Cable, (Make ASHIRVAD) 3) 1.1kV 3Core x 35 sq.mm + 1x16 sq.mm + 1x25 sq.mm Aluminium Conductor, XLPE Insulated AB Cable, (Make ASHIRVAD). 4) 1.1kV 3Core x 50 sq.mm + 1 x16 sq.mm + 1 x 35 sq.mm Aluminium Conductor, XLPE Insulated AB Cable, (Make ASHIRVAD) 5) 1.1kV Core 3Cx 95 sq.mm + 1 16 sq.mm + 1 x 70 sq.mm Aluminium Conductor, XLPE Insulated AB Cable, (Make ASHIRVAD) | 34984-87 dtd:18.10.2023 | 17.10.2025
11 | M/s. HBL Power Systems limited, Survey No. 456, 457 and 458 Kanaparru (V), Nadendla- Mandal Guntur District. Ph:8096967933 | 1) PSCC 11Mtr Spun Pole 350 Kg W/L 2) PSCC 11 Mtr Spun Pole 500 Kg W/L 3) PSCC 12.5 Mtr Spun Pole 350 Kg W/L 4) PSCC 13 Mtr Spun Pole 500 Kg W/L 5) PSCC 15 Mtr Spun Pole 500kg W/L | 34988-91 Dtd:18.10.2023 | 17.10.2025
12 | M/s. RS Electricals Rabbanakal Camp Tq. Manvi Dist. Raichur, Ph:9449242055 | 1) 2 Pin, 3Pin & 4 Pin Cross Arms 2) LT & HT Top Supports 3) 11kV Horizontal Cross Arms. 4) Pole Clamps 5) TC set 6) H Frame Set 7) DP Set 8) EG Stirrups 9) Guy Set (Excluding insulator) 10) 33kV Horizontal Cross Arms. 11) 33kV Guy Set 12) 33kV DP Set 13) 33kV V Shape Cross Arms. | 34992-95 Dtd:18.10.2023 | 17.10.2025
13 | M/s. Karthik Electricals, # A 195, 4th Cross, Peenya 1st stage Bangalore-560058, Ph: 9980014892 | 1) 25 kVA Oil Cooled NON-Sealed, Aluminum Wound Star-2 rated (EEL-2) Distribution Transformers. 2) 250 kVA, Oil Cooled NON-Sealed, Aluminum Wound Star-2 rated (EEL-2) Distribution Transformers. | 34996-99 Dtd:18.10.2023 | 31.05.2024
14 | M/s. R.P.Rekha Industries, Plot No. 205 & 208 KIADB Industrial Area Gamangatti, Navanagar, Hubballi-58002, Ph:0836-2005774/9448765774/ 88861493941 | LT Metering Cubical | 35003-06 Dtd:18.10.2023 | 17.10.2025
15 | M/s. Rekha Industries plot No. 150, Tarihal Industries Estate Opp. MBA Collage, Tarihal, Hubli, Ph:9448765774/ 9632518666 | 1) 12kV 200A 3 pole Air-break Disconnector (GOS) 2) LT Protection Kit with Porcelain Insulator 3) Horn Gap Fuse unit. | 35007-10 Dtd:18.10.2023 | 17.10.2025
16 | M/s. Paragon Power Cable Pvt.Ltd., Plot No.60,Phase-I, Industrial Estate, HSIIDC Kundli, District-Sonipat 131028 Haryana (India) | A) 1.1kV LT, XLPE or Heat resistant PVC insulated, PVC extruded inner sheath armoured UGLT Cable-(IS:7098 Part-1) a) 4C x 400 sq.mm b) 3.5C x 35 sq.mm c) 3.5C x 50 sq.mm d) 3.5C x 70 sq.mm e) 3.5C x 95 sq.mm f) 3.5C x 120 sq.mm g) 3.5C x 150 sq.mm h) 3.5C x 185 sq.mm i) 3.5C x 300 sq.mm j) 4C x 10 sq.mm k) 4C x 16 sq.mm l) 3.5C x 240 sq.mm m)4Cx25 sq.mm B) 1.1kV LT Aerial Bunched Cable (ABC), XLPE insulation Confirming to (IS-14255) a) 3x95+1x70+1x16 sq.mm streetlight. | 34878-81 Dtd:18.10.2023 | 17.10.2025
17 | M/s. AMS Engineers No.43/6, Thirumenahalli, Yalahanka, Behind K.N.S Collage, Jakkuru Post, Yelahanka, Bangalore-560064 Ph: 6360219656/ 9141731337/ 9845756878 | 1) 11kV X Arms, with Top support. 2) 33kV X arms, with Top Support, 3) 11kV Guy Sets (Excluding Insulators) 4) 33kV Guy Sets (Excluding Insulators) 5) 11kV V-Shape Cross Arms with pole top Bracket & pole Back Clamps 6) 33kV V- Shape Cross ARMS Pole Top Bracket & Pole Back Clamps. 7) 11kV DP set 8) 33kV DP Set 9) 11kV GUARDING Cross ARM and its Accessories for 11kV Line 10) 33 kV GUARDING Cross ARM and its Accessories for 33kV Line. 11) 11kV Single Pole TC Sets 12) 11kV Double Pole TC Sets 13) 11kV Pole Clamps 14) 33kV Pole Clamps 15) 11kV HT ST/LT ST Top Support 16) 33kV HT ST/LT ST Top Support 17) Danger Board 18) H – Frame Set for fixing 11kV,200 Amps SB GOS. 19) LT Spacers Wiring | 3504-14 Dtd:18.10.2023` | 17.10.2025
18 | M/s. S.H.S Engineers No.43/4, Thirumenahalli, Behind K.N.S Collage, Jakkuru Post, Yelahanka, Bangalore-560064. Ph: 6360219656. Ph: 6360219656/ 9141731337/ 9845756878 | 1) 11kV X Arms, with Top support 2) 33kV X arms, with Top Support 3) 11kV Guy Sets (Excluding Insulators) 4) 33kV Guy Sets (Excluding Insulators) 5) 11kV V-Shape Cross Arms with pole top Bracket & pole Back Clamps 6) 33kV V- Shape Cross ARMS Pole Top Bracket & Pole Back Clamps. 7) 11kV DP set 8) 33kV DP Set 9) 11kV GUARDING Cross ARM and its Accessories for 11kV Line 10) 33 kV GUARDING Cross ARM and its Accessories for 33kV Line. 11) 11kV Single Pole TC Sets 12) 11kV Double Pole TC Sets 13) 11kV Pole Clamps 14) 33kV Pole Clamps 15) 11kV HT ST/LT ST Top Support 16) 33kV HT ST/LT ST Top Support 17) Danger Board | 35015-18 Dtd:18.10.2023 | 17.10.2025
19 | M/s. Naresh Potteries Industrial Area, G.T. Road. Khurja 203131 (U.P) PH: 0-9897011106, 0-9897011107 | 1) 11kV Pin Insulator 230 CD 2) 11kV Disc Insulator 45 KN Dead end. 3) 11kV Post Insulator. 4) 11kV Solid Core Insulator 5) 1.1kV Pin Insulator 6) No. 08 Strain Insulator 7) No. 15 Strain Insulator 8) 11 kV Polymer Pin Insulator 9) 11kV Polymer Disc Insulator 45 KN Dead end 10) 11 kV Polymer Post Insulator 11) 33kV Polymer Pin insulator 12) 33kV Polymer Post insulator 13) 33KV 70KN Disc Insulator 14) 1.1kV GI Pin 15) 11kV GI Pin 16) 33KV GI Pin 17) PG Clamp coyote conductor 18) I Hooks 19) Tension Deadened clamp 20) Suspension Clamp 21) Piercing Connector | 34942-45 Dtd:18.10.2023 | 17.10.2025
20 | M/s. Vithal Rukmini General Engineering Industries Plot No. Q1. 4th Cross KSSIDC 2nd Stage Kapnoor Kalaburagi. Ph:8971209149 | 1) 2 Pin X-Arm 2) 4 Pin X –arm 3) RCC/PCC Clamps 4) Spl. 3 Pin X-arm 5) HT Top Support 6) LT Top Support 7) Horizontal X-arm 8) DP Set 9) TC Set 10) Guy Rod | 35019-22 Dtd:18.10.2023 | 17.10.2025
21 | M/s. Straton Electricals Pvt. Ltd., Sy.No:42/A1/1, Gadda potharam, Gaddapotharam, Jinnaram, Sangareddy- 502319. Ph:040-40253364 /9849513001. | 33kV Outdoor Type Oil Cooled PTs. | 35023-26 Dtd:18.10.2023 | 17.10.2025
22 | M/s. OM Sai Industries plot No, 33, Phase II Main Road 10 A Cherlapally, Hyderabad, Telangana. Ph:9848577733 | 33kV Tower Parts with Nut and Bolts a) M+3 Tower Parts (33/11kV) b) M+6 Tower Parts (33/11kV) c) M+9 Tower Parts (33/11kV) d) M+12 Tower Parts (33/11kV) | 35027-30 Dtd:18.10.2023 | 17.10.2025
23 | M/s. Excel Wires & Conductors plot No. 57, Belur Industrial Growth Center Belur-Dharwad-580011 Ph:9448114041 | 1) ACSR Rabbit Conductor (size Al 6/3.35 mm+ST 1/3.5 mm) 2) ACSR Weasel Conductor (size Al 6/2.59 mm + St ½.59 mm) 3) ACSR Coyote Conductor (size Al 26/2.54 mm + ST 7/1.90 mm) | 35031-54 Dtd:18.10.2023 | 17.10.2025
24 | M/s. Electro Fab B-462, Industrial Estate, 2nd Gate, Gokul Road, Hubli-580030. Ph:9448114041/(0836)-2335170, 2332063. | 1) 25/63/100 kVA T.C Sets 2) 11kV Horizontal Cross Arms 3) 2 Pin Cross Arms 4) 4 Pin Cross Arms 5) 11kV D.P. Sets 6) Pole Clamps 7) Guy Sets (Excluding Strain Insulator) 8) 11kV & 1.1 kV G.I Pins 9) 33 kV Horizontal Cross Arms 10) 33 kV D.P Sets. | 35035-38 Dtd:18.10.2023 | 17.10.2025
25 | M/s. Gayatrimata Industries Gas Factory Cross, Belur village road, Belur, Dharwad-580011, Mobile: 9448222007 | A) Poles: 1) 9 Mtr RCC Poles 145 Kg W/L 2) 9 Mtr PSC Poles 200Kg 3) 8 Mtr RCC Poles 115Kg W/L 4) 8 Mtr PSC Poles 200Kg W/L 5) 9.5 Mtr RCC Poles 350Kg W/L B) HT & LT Line Materials: 1) 2 Pin Cross Arm 2) 4 Pin Cross Arm 3) Special 3 Pin Cross Arm 4) RCC Clamp, PSC/PCC Clamp 5) Guy Set 6)Double Pole TC Structure (With H Frame) 7) Single Pole TC Structure (With H Frame) 8) 11kV DP Set (With H Frame) 9) Horizontal Cross Arm 10) HT & LT Top Support 11) EG Stirrups 12) HT/ LT Extension Piece 13) Guarding Set 14) 33kV DP Set 15) 33kV Horizontal Cross Arm with Top Support and Calmp. 16) 33kV Guy rod C) ACSR Conductors: 1) Weasel ACSR Conductor 2) Rabbit ACSR Conductor | 35039-42 Dtd:18.10.2023 | 17.10.2025
26 | M/s. K.V.T Associates plot No. 89 P1, 2nd stage, Mundargi Industrial Area, KIADB, Bangalore road, Ballari-583102, Ph:8050437774/9448004807 | 1) 4 Pin Cross Arms 2) 2 Pin Cross Arms 3) LT Top support 4) 11Kv Horizontal Cross Arms 5) HT Top Support 6) Pole Clamps 7) Double pole TC set 8) H Frame set 9) DP set 10) EG Stirrup 11) Guy set (Excluding Strain Insulator) 12) Special 3 pin cross arms 13) 33 kV Horizontal cross arms 14) 33kV Top support 15) 33kV Guy set 16) 33Kv DP SET 17) 33kV shape cross arms | 35043-45 Dtd:18.10.2023 | 17.10.2025
27 | M/s. Kabara Corporation P.No.3.Sy Srinivas Saradagi Village Kalaburagi-585101, Ph:08472-277283 /Mobile:9342333555 | 1) ACSR Rabbit Conductor (Size: AL 6/3.35mm +ST1/3.35mm) 2) ACSR Weasel Conductor (Size:AL 6/2.59 mm + ST 1/2.59 mm) | 35046-49 Dtd:18.10.2023 | 29.09.2024
28 | M/s. Venkat Switchgears No. 150, 10th Main road 3rd phase Peenya industrial area, Peenya, Bangalore-560058, Ph:9972741545/9844021560 | 1) 11kV Metering Cubicle (Without LBS) 2) 11kV Switching Cubicle. 3) 11kV Current Transformers 4) 11kV Potential Transformers. | 35050-53 Dtd:18.10.2023 | 17.10.2025
29 | M/s. Sri. Ganesh Electrical, shop-7 Anto Nagar Hyderabad road Raichur, Ph:9844427780 | 1) 11kV Horizontal X-arms 2) 2/4 Pin X-arms 3) DP Set 4) TC set 5) Pole Clamps 6) Top Support for HT and LT | 35054-57 Dtd:18.10.2023 | 17.10.2025
30 | M/s. Shree Sharanabasaveshwara Fabricators, Shed # C-1, KSSIDC-Kapnoor Industries Estate- Gulbarga585104 Ph:+91 944809277 | 1) PCC Clamp 2) RCC Clamp 3) 2 Pin X Arm 4) 4 Pin X Arm 5) 11 Horizontal X Arm 6) HT Top Support 7) 25kV 63kV 100kV TC Structural 8) Guy Rod 9) D.P Structurer 10) 33 kV “V” Shape 11) 33 kV D.P Structurer 12) 33 kV Guy Rod 13)HG Fuse Unit 14) LT Protection Kit 15) 11kV Class 200 Amps GOS Set | 35058-61 Dtd:18.10.2023 | 17.10.2025
31 | M/s. Shakti Industries, Plot No. CA-4D, KIDB, Industrial Area IInd Stage Gulbarga-585104 Mobile:9448092777 | 1) RCC 9 Mtr Poles 145Kg W/L 2) RCC 8 Mtr Poles 115 Kg W/L 3) PSC 9 Mtr Poles 200 Kg W/L 4) PSC 8 Mtr Poles 200 Kg W/L 5) PCC 8 Mtr Poles 140 Kg W/L 6) RCC 9.5 Mtr Pole 300Kg W/L | 35062-65 Dtd:18.10.2023 | 17.10.2025
32 | M/s.Arriva Power System Pvt. Ltd., No.96 2nd cross Pipe line road Prem nagar Lagere Bangalore-560058. Mobil:9538893337/ 9538892233/ 9538894567 | 1) 11kV HT Metering Cubicle panel 2) 11kV 630 A LBS Panel 3) LT Feeder Piller Panel 4) 11kV HT VCB Panel 5) Compact sub-station 6) 415V LT Metering Cubicle | 35070-73 Dtd:18.10.2023 | 17.10.2025
33 | M/s. Vivekanand Electricals plot No. 65, Shanti Nagar, At & Post Jewargi Dist: Kalaburagi. Ph:9880770127 /9900833715 | 1) TC Set 2) DP Structure 3) 11kV Cross Arm 4) LT 4 Pin & 2 Pin Cross Arm 5)Guy Set (Excluding Strain Insulator) 6) Top Support 7) PCC Clamp 8) RCC Clamp | 35074-77 Dtd:10.10.2023 | 17.10.2025
Sl. No. | Name and Address of the firm | Approved Materials | Approval OM No. & Date
102nd VAC List Meeting dtd:24.01.2024
1 | M/s. CLEON Optobiz Pvt. Ltd., AP 405/A/2, GIDC, Udhyog Nagar, Shankar Tekri, Jamnagar, Gujarat, 361004. Ph:9840152061 | Cable Glands | 53361-64 Dtd:31.01.2024 | 30.01.2026
2 | M/s. Chandresh cables Ltd., Unti-1 Block No 1108, Chhartal, Taluk Kalol, dist Gandhinagar-382729, Gujarat, India. Ph:91-02764-232251,233352 | 1.1kv Alumium XLPE Insulated Armoured Cable. 1) 1.1kV 4C x 10 sq.mm 2) 4C x 16 sq.mm 3) 4C x 25 sq.mm 4) 3.5C x 50 sq.mm 5) 3.5C x70 sq.mm 6) 3.5C x 95 sq.mm 7) 3.5C x 120 sq.mm 8) 3.5C x 150 sq.mm 9)3.5C x 185 sq.mm 10)3.5C x 300 sq.mm 11)3.5C x 400 sq.mm 1.1KV Copper PVC insulated Armoured Cable 12)19C x 2.5 sq.mm 13)4C x 6 sq.mm 14)C x 2.5 sq.mm 15)2C x 2.5 sq.mm. 16)35/11kV 3Cx95 sq.mm Aluminium XLPE Insulated Armoured Cable. | 53357-60 dtd:31.01.2024 | 30.01.2026
3 | M/s Samrudhi Industries plot No 227, KIADB Nandur (K) Industrial area Shahabadroad Kalaburagi, Mobile:9844726666 | 1) RCC 9.5 Mtr Pole 350 Kg W/L | 53353-56 dtd:31.01.2024 | 30.01.2026
4 | M/s.Smart Switchgears and Transformers Byandahalli Kadabagere Post, Dasanapura Hobli, Bengaluru-562130. Ph:9741956452/9731401096 | 3Ph-4W LT Metering Cubicle (3CT,3PT) | 53286-89 dtd:31.01.2024 | 30.01.2024
5 | M/s.Lakshmi Engineering Works No.1/2/3, Gollapallya Hosalli, Magadi Main Road Bangalore-56009 Ph:9538595335/70226775336 | 1) 25kVA EEL-1, CRGO Core Oil Cooled, Aluminium Wound, Distribution Transformer. 2) 25kVA, 63kVA,100kVA and 250kVA EEL-2, CRGO Core, Oil Cooled, Aluminium Wound, Distribution Transformer. 3) 500kVA and 630kVA, EEL-2, CRGO Core, Oil cooled, Copper Wound, Distribution Transformer. | 53349-52 dtd:31.01.2024 | 09.01.2025
6 | M/s. Rotoplast Wires and Cables Gala No. 3&4, Nr. Shri Ganesh Industrial Estate, Beside Green masjid, Parmar Talao, Vasai Fata, Vasai (E), Dist. Palghar-401208. Ph: 9986672160 | 1.1kV Aluminum XLPE Insulated Armoured Cable 1) 10sq.mmx4 Core 2) 16 sq.mm x 4 Core 3) 25 sq.mm x 3.5 Core 4) 35sq.mm x 3.5 Core 5) 50 sq.mm x 3.5 Core 6) 70 sq.mm x 3.5 Core. 7) 95 sq.mm x 3.5 Core 8) 120 sq.mm x 3.5 Core. 9) 150 sq.mm x 3.5 Core 1.1kV Copper PVC insulated Armoured cable. 1) 2 Core 2.5 sq.mm 2) 4 Core 2.5 sq.mm 3) 19 Core 2.5 sq.mm 4) 12 Core 2.5 sq.mm 5) 4 Core 6 sq.mm 1.1kV LT Areal Bunched Cables. 1) 95x3+70x1+16x1sq.mm. 2) 25x3+25x1+16x1sq.mm. | 53349-52 dtd:31.01.2024 | 30.01.2026
7 | M/s. Sri Venkateshwara Electrical Industries, Block No. B-51/4, Industrial Estate, Sanath Nagar, Hyderabad-500018 (Telangana), | Isolator Structure 2. Mounting Structure for 33kV. a) CT b) PT c) NCT d) LA e) PI 3. Earthing Materials 4. 33/11kV Towers a) M+3 Towers (33/11kV) b) M+6 Towers (33/11kV) c) M+9 Towers (33/11kV) d) M+12 Towers (33/11kV) | 42397-408 Dtd:02.12.2023 | 1.12.2025
8 | M/s. Venkat Switchgears No. #150, 10th Main road 3rd phase Peenya industrial area, Peenya, Bangalore-560058 Ph:9972741545/ 9844021560 Factory Address M/s. Venkat Switchgears No. # 439&440, 12th Main Road 4th phase, Peenya Industrieal area, Peenya Bangalore-560058, | 1) LT Metering CT’s 2) LT Metering PT’s 3) LT Metering Cubicle | 41203-08 Dtd:22.11.2023 | 21.11.2025
9 | M/s. Shivrama Industries, Near Shivaram Campus, Pla Badami Road, (Narsapur), Betageri Gadag-582102. Ph:9448133320,9538320895. | 1) 8 Mtr PSC Poles W/L 200Kg 2) 8 Mtr RCC Poles W/L 115 Kg 3) 9 Mtr PSC Poles W/L 200 Kg 4) 9 Mtr RCC Poles W/L 145 Kg | 53345-48 Dtd:31.01.2024 | 30.01.2026
10 | M/s. ANR Enterprises # 16,17 & 18, Survey No: 52/1, Bharath Nagar, Thanisandra Village, Banaalure-560077. Mobile: 9845043796 | 1) 11kV 200A S/B GOS (Porcelain & Polymeric) 2) 11kV 400A D/B GOS (Porcelain & Polymeric) 3) 11kV HG Fuse Unit 4) LT Protection Kit 5) DP TC Structure 6) Cast iron pipe earth Electrodes for stations 7) Pole Clamps 8) Swan Neck & Operating Handle for GOS 9) 11kV Horizontal Cross Arms, HT & LT Top Support with Clamps, Bolt & Nut. 10) Guy Set Complete (Excluding Strain Insulator) 11) Grounding Materials (Grounding Pipes, GI Flat, C.I Pipe) 12) GI Pin 33kV & 11kV 13) 10kV 5kA Polymer Lightning Arrester (All Hardware Materials are as per MS Standard) | 53341-44 Dtd:31.01.2024 | 30.01.2026
11 | M/s. Royal Power Systems Pvt. Ltd., No. 35, Behind Siddartha International School, Doddabidarkallu, Gangondanahalli Main Road Bengaluru-560073 Ph:9448803891, 9448495530 and 9986602999 | 1) 11kV Load Break switch 630 A, 26.3 kA 2) 11kV LBS Panel 3) 11kV Metering Cubicle 4) 11kV HT RMU Panel LBS/VCB Expandable 5) 440 V, 250A LT Metering Cubicle | 53337-40 Dtd:31.01.2024 | 30.01.2026
12 | M/s. Prakash Metal Products Subhas Nagar, Karwar Road, Old Hubli Factory Address M/s. Prakash Metal Products Unit-2 Sy. No. 47, Anchategeri village, Karwar road, Hubli-580024. Ph: 0836-2303024/Mobile: 9448123024. | 1) ACSR Weasel Conductor 2) ACSR Rabbit Conductor 3) ACSR Coyote Conductor | 53329-32 Dtd:31.01.2024 | 30.01.2025
|  | 4) 2 Pin Cross Arm 5) 11kV Special 3 pin Cross Arm 6) 4 Pin Cross Arm 7) 11kV Horizontal Cross Arm 8) D.P Structure with “H” Frame 9) 63kVA TC Structure with “H” Frame 10) 100kVA TC Structure with “H” Frame 11) Anchor Road. 12) Turn Buckle 13) Pole Clamps 14) E.G. Stirrups 15) Guy Sets (Excluding Strain Insulator) 16) Spiral Earth Electrodes 17) 33kV D.P. Set 18) 33kV Cross Arm 19) 33kV Pole Clamps 20) 33kV Guy Set (Excluding Strain Insulator) 21) HT Metering Cubicle 22) HT Metering Cubicle with LBS 23) DTC Panel Box 24) 25kVA 4 Star Rated Distribution Transformer. 25) 11kV 200Amps Single Air Break GOS 26) 11kV 400Amps Double Air Break GOS 27) LT Protection Kit 28) HG Fuse Unit. (All Hardware Materials are as per MS Standard). |  | 30.01.2026
13 | M/s.Pooja Cement Works Sy, No. 25/41, Chikkakasana Kandi Area, Near IRB, Hosahalli, Tq & Dist: Koppal, Pin:583234 Ph:08539-270279/Mobile: 9880251693 | 1) PSC Pole 9 mtrs 200Kg W/L 2) PSC Pole 8 mtrs 200Kg W/L 3) PCC Pole 8 mtrs 140 Kg W/L 4) PSCC Pole 9 mtrs 300 Kg W/L 5) RCC Pole 8 mtrs 115 Kg W/L 6) RCC Pole 9 mtrs 145 Kg W/L 7) RCC sq. Poles 9 Mtrs 150 Kg W/L 8) RCC Poles 9.5 mtrs 350 Kg W/L. | 41360-64 Dtd:23.11.2023 | 22.11.2025
14 | M/s. Manchukonda House, D.No.6-3-347/12/A/12/3, Dwarakapuri Colony, Panjagutta, Hyderabad-500082, Telangana, Ph:040-44507070 Factory Address M/s. Manchukonda Prakasham Industries India Pvt, Ltd., Survey No.426 & 427, NH 211, Tuljapur Road, Kasegaon, Indra Nagar, Sholapur, Maharashtra-41300 | 1) RCC 8Mtr Pole 115Kg W/L 2) RCC 9Mtr Pole Square Section Poles 150Kg W/L. 3) RCC 9.5Mtr Pole 300Kg W/L 4) PSCC Pole 8Mtr 140Kg W/L 5) PSCC Pole 8Mtr 200Kg W/L 6) PSCC Pole 9Mtr 200Kg W/L 7) RCC Pole 9Mtr 145Kg W/L | 53325-28 dtd:31.01.2024 | 30.01.2026
15 | M/s. Ambika Industries, Humnabad Ring Road, Gulbarga-585104 Ph:872249999/9845212883 | 1) PSCC 8 Mtr Poles 140 Kg W/L 2) PSC 9 Mtr Poles 200 Kg W/L 3) PSC 8 Mtr Poles 200 Kg W/L 4) RCC 8 Mtr Poles 115 Kg W/L 5) RCC 9 Mtr Poles 145Kg W/L 6) RCC 9.5 Mtr Pole 300 Kg W/L 7) RCC 9 Mtr (Square) Pole 350Kg W/L | 53321-24 Dtd:31.01.2024 | 30.01.2026
16 | M/s. Karnataka Cement Works A2 & A3 “Shivsharan Saniran” Khubha plots Gulbarga-585102, Mobile:9449663647/ 9342134647/ 9731710876 Factory Adress M/s.Karnataka Cement Works, P.B.No.74, Gadag Road, Koppal-585231 | 1) 8 Mtr RCC Poles 115Kg W/L 2) 9 Mtr RCC Poles 145 Kg W/L 3) 9.5 Mtr RCCC Poles 300/350 Kg W/L 4) 8 Mtr PSCC Poles 140 Kg W/L 5) 9 Mtr PSC Poles 200 Kg W/L 6) 8 Mtr PSCC Pole 200Kg W/L | 53319-22 Dtd:31.01.2024 | 30.01.2026
17 | M/s.Sampurna Enterprises, Plot No. R-3 & 18, KSSIC Industrial Estate, Hosahalli Camp, Sindhanur-584128. Ph: 08535-274442/Mobile: 9739384442,9742243677 | 1) 4 Pin Cross Arms. 2) 2 Pin Cross Arms. 3) LT Top Support. 4) 11kV Horizontal Cross Arms. 5) HT Top Support. 6) Pole Clamps. 7) Double Pole TC Set. 8) H Frame Set. 9) DP Set. 10) EG Stirrup. 11) Guy Set (Excluding Strain Insulator) 12) Road Crossing Riser. 13) Special 3 Pin Cross Arms. 14) DTC Metering Box. 15) 33kV Horizontal Cross Arms. 16) 33kV Top Support. 17) 33kV Guy Set (Excluding Strain Insulator) 18) 33kV DP Set. 19) 33kV V Shape Cross Arms. (All Hardware Materials are as per MS Standard) | 53315-18 Dtd:31.01.2024 | 30.01.2026
18 | M/s. Dev Switch Gear No.105 & 106, 16th Cross, Bhairaveshwara Industrial Estate, andrahalli Main Road, Andrahalli, Vishwaneedam post, Bangalore-560091. Ph:9448683397/9538288710/9741334252 | 1) 11kV Load Break Switch 2) 11kV LBS Panel. 3) 11kV 0.2/0.2S Class 3CTs & 3 PTs HT Metering with LBS Panel (3Phase, 4Wire). 4) 11kV 0.2/0.2S Class 3CTs &3PTs HT Metering Cubical Panel (3Phase, 4Wire). 5) 11kV RMU Panels | 53302-05 dtd:01.01.2024 | 30.01.2026
19 | M/s. Aakash Udyog 4-4-401/2, Opp: Navodaya Hospital Mantralaya Road, Raichur, Ph:9986268107 | 1) 11kV Horizontal Cross Arm 2) 4 Pin Cross 3) DP Set 4) TC set 25/63/100kVA (DP) 5) Guy Rod 6) 2 Pin Cross Arms 7) RCC Clamps 8) 11kV Top Support 9) LT Top Support (All Hardware Materials are as per MS Standard) | 53327-30 Dtd:31.01.2024 | 30.01.2026
20 | M/s.Ketaki Sangameshwar Electricals Near Sharan Uddyan, KEB Road, Bidar-585401. Mobile:+9900534456/9900534456 | 1) 4 Pin Cross Arms. 2) 11kV Horizontal Cross Arms. 3) 11kV DP set 4) Double Poles TC set 5) 11kV Pole Clamps 6) Guy Set (Excluding Strain Insulator) 7) Spiral Earth Electrodes 8) HT Top Support 9) LT Top Support 10) 33kV Cross Arms 11) 33kV Clamps 12) 33kV Top Support (All Hardware Materials are as per MS Standard) | 53323-26 dtd:31.01.2024 | 30.01.2026
21 | M/s. Simpi Enterprises NGOs layout Near, Plot No 54 Sangamnath Ashirwad High Court Biddapur Colony Kalaburagi. Ph:9480006662/ 9480462072. | 1) LT 4 Pin X- arms 2) LT 2 Pin X-arms 3) HT/LT Top Support 4) 11kV Horizontal X-arms 5) Pole Clamps 6) Double Pole T.C Set 7) H-Frame set 8) D.P Set 9)Guy set (Excluding Strain Insulator) 10) Special 3 Pin X-arm (All Hardware Materials are as per MS Standard). | 53290-93 dtd:31.01.2024 | 30.01.2026
22 | M/s.Ganga Cement Products plot No-93 KIADB Industrial Area, opp IOCL Depot, Shahabad road, Kalaburagi, Ph:9945423177 | 1) 8Mtr PSCC poles 140Kg W/L 2) 8Mtr PSC poles 200Kg W/L 3) 9Mtr PSC poles 200Kg W/L 4) 8Mtr RCC poles115Kg W/L 5) 9Mtr RCC poles 145Kg W/L 6) 9Mtr RCC poles 200Kg W/L 7) 9.5Mtr RCC poles300Kg W/L 8) PSCC Mtr Pole 300Kg W/L | 53307-10 dtd:31.01.2024 | 30.01.2026
23 | M/s. Rekha Industries, plot No. 150, Tarihal Industries Estate Opp. MBA Collage, Tarihal, Hubli, Ph:9448765774/ 9632518666 | 1) Rabbit ACSR Conductor 2) Weasel ACSR Conductor 3) Coyote ACSR Conductor | 53333-36 dtd:31.01.2024 | 30.01.2026
4) Spiral Earth Electrodes 5) ABC Clamps 6) 11kV Horizontal Cross arm, Clamp 7) HT Top Support with B&N Washer 8) 25kVA Double pole TC set with H Frame. 9) 63kVA Double pole TC set with H Frame 10) 100 kVA Double pole TC set with H Frame 11) Double pole structure 12) 2 pin Cross arm, Clamp with B&N Washers 13) 4 Pin Cross arm, Clamp with BXN Washers 14) LT Top Support 15) LT Guy set Complete (Excluding Strain Insulators) 16) 33kV Horizontal Cross Arm 17) Black Clamp 18) 33kV Top Support with B&N Washers 19) 33kV DP Structure 20) HT Guy Set Complete (Excluding Strain Insulators) 21) E.G Strips 22) HT/LT Height Extension with Guarding cross Arm And clamp 23) 200A Single Break GOS 24) Horn Gap Fuse unit 25) LT Protection Kit
24 | M/s Sri Datta Sai Cement Concrete Products, SR No. 19, Basinepally (V), Gooty Mandal, Ananthapur District A.P. 515402. Mobile:9490168848, 9440293701 | 1) PSCC 8 Mtr Pole 200Kg W/L 2) PSCC 9 Mtr Pole 200Kg W/L 3) PSCC 9 Mtr 280Kg W/L 4) PSCC 11 Mtr Pole 365Kg W/L 5) RCC 9Mtr Pole 145Kg W/L 6) RCC 9 Mtr Pole 150Kg W/L 7) RCC 8Mtr Pole 115Kg W/L 8) PSCC 8Mtr Pole 140Kg W/L | 53303-06 dtd:31.01.2024 | 30.01.2026
25 | M/s Samrudhi Industries plot No 227, KIADB Nandur (K) Industrial area Shahabad road Kalaburagi, Mobile:9844726666 | 1) PSC 8 Mtr Pole 200Kg W/L 2) PSC 9 Mtr Pole 200Kg W/L 3) RCC 9Mtr Pole 145Kg W/L 4) RCC 8Mtr Pole 115Kg W/L 5) PCC 8Mtr Pole 140Kg W/L 6) RCC Poles 9Mtr sq. Pole 150Kg W/L. 7) RCC 9.5 Mtr Poles 300Kg W/L. | 53353-56 dtd:31.01.2024 | 30.01.2026